## ReadMe
Generic Comet (GC) TIMES Supply
Sheet color
Raw Data and Parameters
City Specific Data
Post processing for TIMES
Table formatted for TIMES

## City characteristics
City Basic Data
Calibration methodology | GHG Inventory
A. City Characteristics
Data Item | Value | Units
City Name | New York
Latitude | 40.5
Longitude | -75
County | New York County
State | New York
Census Division | Middle Atlantic
Climate Division | Northeast
Egrid Region | NPCC NYC/Westchester
Area of city (excluding water, natural and agricultural areas) | 778 | square kilometers
* Division and Region Map can be found in the Maps sheet.
B. Planning Base Year and Target Years
Year | Value | Units
Base Year | 2019 | Acceptable range [2018,2021]
End Year | 2050
C. City Population and GDP
Data Item | Value | Units
Population in Base Year | 8337 | Thousand of people
Annual population growth (Base Year - End Year) | 0.5 | % people
GDP in Base Year | 1206000 | Million US$
Annual GDP growth rate | 2 | % US$
Share of manufacturing GDP | 5 | % US$
Share of State population | 0.42835
Share of State GDP | 0.67252
Adjustment from state manufacturing GDP | 1.0638
D. Climate Data
Data Item | 2000 | 2050 | 2100 | Units
Heating degree days (HDD) | 4473.4625 | 4066.4182 | 3763.8582 | F
Cooling degree days (CDD) | 1020.7333 | 1224.2555 | 1375.5355 | F
Data Item | Value | Units
Correction from State HDD | 0.72727
Correction from State CDD | 1.5584
Annual precipitation | 762 | mm / year
Climate change scenario | RCP4.5
Average temperature increase in 1980-2020 | 1.4618 | F
Forecasted average temperature increase in 2035-2065 | 3.13 | F
Forecasted average temperature increase in 2070-2100 | 4.37 | F
*Climate change scenario description can be found in the Lists sheet.
E. Energy scenario
Data Item | Value | Units
AEO energy scenario | lowmachighZTC
Electricity technology scenario | Moderate
Transport technology scenario | Mid
District energy | Yes
* Energy scenario description can be foundin the Lists sheet.

## ELC TECH
[12 empty] | 2021 | 2025 | 2030 | 2035 | 2040 | 2045 | 2050 | 2100 | 2021 | 2025 | 2030 | 2035 | 2040 | 2045 | 2050 | 2100 | 2021 | 2025 | 2030 | 2035 | 2040 | 2045 | 2050 | 2100 | 2021 | 2025 | 2030 | 2035 | 2040 | 2045 | 2050 | 2100 | 2021 | 2025 | 2030 | 2035 | 2040 | 2045 | 2050 | 2100
[12 empty] | OCC | OCC | OCC | OCC | OCC | OCC | OCC | OCC | Fixed O&M | Fixed O&M | Fixed O&M | Fixed O&M | Fixed O&M | Fixed O&M | Fixed O&M | Fixed O&M | Variable O&M | Variable O&M | Variable O&M | Variable O&M | Variable O&M | Variable O&M | Variable O&M | Variable O&M | Heat Rate | Heat Rate | Heat Rate | Heat Rate | Heat Rate | Heat Rate | Heat Rate | Heat Rate | CF | CF | CF | CF | CF | CF | CF | CF
Sector | Sub-sector | Archetype | Vintage | End Use | Technology | Energy | Technology Label | To include | Capacity Potential (MW) | Lifetime (yr) | Capacity2Activity | ATB CAPEX 2023 US$ / kW | [7 empty] | ATB Fixed OM 2023 US$ / kW . Yr | [7 empty] | ATB Variable OM 2023 US$ / GJ | [7 empty] | ATB Efficiency (Mwh e /Mwh th) | [7 empty] | ATB ANNUAL CF %
Electricity | Grid |  | 2020 | Dispatchable | Hydro New-Stream Dispatchable Class 1 | Hydro | ELCHYDGRDHNSDC120 | 1 | 0 | 100 | 31.536 | 8970.3682 | 8970.3682 | 8970.3682 | 8970.3682 | 8970.3682 | 8970.3682 | 8970.3682 | 8970.3682 | 161.6996 | 161.6996 | 161.6996 | 161.6996 | 161.6996 | 161.6996 | 161.6996 | 161.6996 | [16 empty] | 0.66 | 0.66 | 0.66 | 0.66 | 0.66 | 0.66 | 0.66 | 0.66
Electricity | Grid |  | 2020 | Dispatchable | Hydro New-Stream Dispatchable Class 2 | Hydro | ELCHYDGRDHNSDC220 | 1 | 0 | 100 | 31.536 | 8008.0862 | 8008.0862 | 8008.0862 | 8008.0862 | 8008.0862 | 8008.0862 | 8008.0862 | 8008.0862 | 53.146 | 53.146 | 53.146 | 53.146 | 53.146 | 53.146 | 53.146 | 53.146 | [16 empty] | 0.66 | 0.66 | 0.66 | 0.66 | 0.66 | 0.66 | 0.66 | 0.66
Electricity | Grid |  | 2020 | Dispatchable | Hydro New-Stream Dispatchable Class 3 | Hydro | ELCHYDGRDHNSDC320 | 1 | 0 | 100 | 31.536 | 7842.9943 | 7842.9943 | 7842.9943 | 7842.9943 | 7842.9943 | 7842.9943 | 7842.9943 | 7842.9943 | 152.6534 | 152.6534 | 152.6534 | 152.6534 | 152.6534 | 152.6534 | 152.6534 | 152.6534 | [16 empty] | 0.62 | 0.62 | 0.62 | 0.62 | 0.62 | 0.62 | 0.62 | 0.62
Electricity | Grid |  | 2020 | Dispatchable | Hydro New-Stream Dispatchable Class 4 | Hydro | ELCHYDGRDHNSDC420 | 1 | 0 | 100 | 31.536 | 7060.5041 | 7060.5041 | 7060.5041 | 7060.5041 | 7060.5041 | 7060.5041 | 7060.5041 | 7060.5041 | 37.3153 | 37.3153 | 37.3153 | 37.3153 | 37.3153 | 37.3153 | 37.3153 | 37.3153 | [16 empty] | 0.66 | 0.66 | 0.66 | 0.66 | 0.66 | 0.66 | 0.66 | 0.66
Electricity | Grid |  | 2020 | Dispatchable | Hydro New-Stream Dispatchable Class 5 | Hydro | ELCHYDGRDHNSDC520 | 1 | 0 | 100 | 31.536 | 7060.5041 | 7060.5041 | 7060.5041 | 7060.5041 | 7060.5041 | 7060.5041 | 7060.5041 | 7060.5041 | 37.3153 | 37.3153 | 37.3153 | 37.3153 | 37.3153 | 37.3153 | 37.3153 | 37.3153 | [16 empty] | 0.66 | 0.66 | 0.66 | 0.66 | 0.66 | 0.66 | 0.66 | 0.66
Electricity | Grid |  | 2020 | Non Dispatchable | Hydro New-Stream Non Dispatchable Class 1 | Hydro | ELCHYDGRDHNSNDC120 | 1 | 0 | 100 | 31.536 | 8970.3682 | 8970.3682 | 8970.3682 | 8970.3682 | 8970.3682 | 8970.3682 | 8970.3682 | 8970.3682 | 161.6996 | 161.6996 | 161.6996 | 161.6996 | 161.6996 | 161.6996 | 161.6996 | 161.6996 | [16 empty] | 0.66 | 0.66 | 0.66 | 0.66 | 0.66 | 0.66 | 0.66 | 0.66
Electricity | Grid |  | 2020 | Non Dispatchable | Hydro New-Stream Non Dispatchable Class 2 | Hydro | ELCHYDGRDHNSNDC220 | 1 | 0 | 100 | 31.536 | 8008.0862 | 8008.0862 | 8008.0862 | 8008.0862 | 8008.0862 | 8008.0862 | 8008.0862 | 8008.0862 | 53.146 | 53.146 | 53.146 | 53.146 | 53.146 | 53.146 | 53.146 | 53.146 | [16 empty] | 0.66 | 0.66 | 0.66 | 0.66 | 0.66 | 0.66 | 0.66 | 0.66
Electricity | Grid |  | 2020 | Non Dispatchable | Hydro New-Stream Non Dispatchable Class 3 | Hydro | ELCHYDGRDHNSNDC320 | 1 | 0 | 100 | 31.536 | 7842.9943 | 7842.9943 | 7842.9943 | 7842.9943 | 7842.9943 | 7842.9943 | 7842.9943 | 7842.9943 | 152.6534 | 152.6534 | 152.6534 | 152.6534 | 152.6534 | 152.6534 | 152.6534 | 152.6534 | [16 empty] | 0.62 | 0.62 | 0.62 | 0.62 | 0.62 | 0.62 | 0.62 | 0.62
Electricity | Grid |  | 2020 | Non Dispatchable | Hydro New-Stream Non Dispatchable Class 4 | Hydro | ELCHYDGRDHNSNDC420 | 1 | 0 | 100 | 31.536 | 7060.5041 | 7060.5041 | 7060.5041 | 7060.5041 | 7060.5041 | 7060.5041 | 7060.5041 | 7060.5041 | 37.3153 | 37.3153 | 37.3153 | 37.3153 | 37.3153 | 37.3153 | 37.3153 | 37.3153 | [16 empty] | 0.66 | 0.66 | 0.66 | 0.66 | 0.66 | 0.66 | 0.66 | 0.66
Electricity | Grid |  | 2020 | Non Dispatchable | Hydro New-Stream Non Dispatchable Class 5 | Hydro | ELCHYDGRDHNSNDC520 | 1 | 0 | 100 | 31.536 | 7060.5041 | 7060.5041 | 7060.5041 | 7060.5041 | 7060.5041 | 7060.5041 | 7060.5041 | 7060.5041 | 37.3153 | 37.3153 | 37.3153 | 37.3153 | 37.3153 | 37.3153 | 37.3153 | 37.3153 | [16 empty] | 0.66 | 0.66 | 0.66 | 0.66 | 0.66 | 0.66 | 0.66 | 0.66
Electricity | Grid |  | 2020 | Non Dispatchable | Hydro Non-Powered Non Dispatchable Class 1 | Hydro | ELCHYDGRDHNPNDC120 | 1 | 0 | 100 | 31.536 | 3188.7607 | 3188.7607 | 3188.7607 | 3188.7607 | 3060.9841 | 3060.9841 | 3060.9841 | 3060.9841 | 96.1151 | 96.1151 | 96.1151 | 96.1151 | 92.7228 | 92.7228 | 92.7228 | 92.7228 | [16 empty] | 0.33 | 0.33 | 0.33 | 0.33 | 0.33 | 0.33 | 0.33 | 0.33
Electricity | Grid |  | 2020 | Non Dispatchable | Hydro Non-Powered Non Dispatchable Class 2 | Hydro | ELCHYDGRDHNPNDC220 | 1 | 0 | 100 | 31.536 | 6253.137 | 6253.137 | 4777.4871 | 3300.7065 | 3168.4069 | 3168.4069 | 3168.4069 | 3168.4069 | 98.3767 | 98.3767 | 98.3767 | 98.3767 | 93.8536 | 93.8536 | 93.8536 | 93.8536 | [16 empty] | 0.41 | 0.41 | 0.38 | 0.38 | 0.38 | 0.38 | 0.38 | 0.38
Electricity | Grid |  | 2020 | Non Dispatchable | Hydro Non-Powered Non Dispatchable Class 3 | Hydro | ELCHYDGRDHNPNDC320 | 1 | 0 | 100 | 31.536 | 6382.0444 | 6382.0444 | 5010.425 | 3638.8056 | 3492.9368 | 3492.9368 | 3492.9368 | 3492.9368 | 117.5997 | 117.5997 | 117.5997 | 117.5997 | 113.0766 | 113.0766 | 113.0766 | 113.0766 | [16 empty] | 0.33 | 0.33 | 0.32 | 0.32 | 0.32 | 0.32 | 0.32 | 0.32
Electricity | Grid |  | 2020 | Non Dispatchable | Hydro Non-Powered Non Dispatchable Class 4 | Hydro | ELCHYDGRDHNPNDC420 | 1 | 0 | 100 | 31.536 | 14006.8008 | 14006.8008 | 11382.2925 | 8758.9149 | 8408.3774 | 8408.3774 | 8408.3774 | 8408.3774 | 196.7533 | 196.7533 | 196.7533 | 196.7533 | 188.838 | 188.838 | 188.838 | 188.838 | [16 empty] | 0.38 | 0.38 | 0.38 | 0.38 | 0.38 | 0.38 | 0.38 | 0.38
Electricity | Grid |  | 2020 | Non Dispatchable | Hydro Non-Powered Non Dispatchable Class 5 | Hydro | ELCHYDGRDHNPNDC520 | 1 | 0 | 100 | 31.536 | 14006.8008 | 14006.8008 | 11382.2925 | 8758.9149 | 8408.3774 | 8408.3774 | 8408.3774 | 8408.3774 | 196.7533 | 196.7533 | 196.7533 | 196.7533 | 188.838 | 188.838 | 188.838 | 188.838 | [16 empty] | 0.38 | 0.38 | 0.38 | 0.38 | 0.38 | 0.38 | 0.38 | 0.38
Electricity | Grid |  | 2020 | Dispatchable | Hydro Upgrade Dispatchable Class 1 | Hydro | ELCHYDGRDHUPDC120 | 1 | 0 | 100 | 31.536 | 3188.7607 | 3188.7607 | 3188.7607 | 3188.7607 | 3060.9841 | 3060.9841 | 3060.9841 | 3060.9841 | 96.1151 | 96.1151 | 96.1151 | 96.1151 | 92.7228 | 92.7228 | 92.7228 | 92.7228 | [16 empty] | 0.33 | 0.33 | 0.33 | 0.33 | 0.33 | 0.33 | 0.33 | 0.33
Electricity | Grid |  | 2020 | Dispatchable | Hydro Upgrade Dispatchable Class 2 | Hydro | ELCHYDGRDHUPDC220 | 1 | 0 | 100 | 31.536 | 6253.137 | 6253.137 | 4777.4871 | 3300.7065 | 3168.4069 | 3168.4069 | 3168.4069 | 3168.4069 | 98.3767 | 98.3767 | 98.3767 | 98.3767 | 93.8536 | 93.8536 | 93.8536 | 93.8536 | [16 empty] | 0.41 | 0.41 | 0.38 | 0.38 | 0.38 | 0.38 | 0.38 | 0.38
Electricity | Grid |  | 2020 | Dispatchable | Hydro Upgrade Dispatchable Class 3 | Hydro | ELCHYDGRDHUPDC320 | 1 | 0 | 100 | 31.536 | 6382.0444 | 6382.0444 | 5010.425 | 3638.8056 | 3492.9368 | 3492.9368 | 3492.9368 | 3492.9368 | 117.5997 | 117.5997 | 117.5997 | 117.5997 | 113.0766 | 113.0766 | 113.0766 | 113.0766 | [16 empty] | 0.33 | 0.33 | 0.32 | 0.32 | 0.32 | 0.32 | 0.32 | 0.32
Electricity | Grid |  | 2020 | Dispatchable | Hydro Upgrade Dispatchable Class 4 | Hydro | ELCHYDGRDHUPDC420 | 1 | 0 | 100 | 31.536 | 14006.8008 | 14006.8008 | 11382.2925 | 8758.9149 | 8408.3774 | 8408.3774 | 8408.3774 | 8408.3774 | 196.7533 | 196.7533 | 196.7533 | 196.7533 | 188.838 | 188.838 | 188.838 | 188.838 | [16 empty] | 0.38 | 0.38 | 0.38 | 0.38 | 0.38 | 0.38 | 0.38 | 0.38
Electricity | Grid |  | 2020 | Dispatchable | Hydro Upgrade Dispatchable Class 5 | Hydro | ELCHYDGRDHUPDC520 | 1 | 0 | 100 | 31.536 | 14006.8008 | 14006.8008 | 11382.2925 | 8758.9149 | 8408.3774 | 8408.3774 | 8408.3774 | 8408.3774 | 196.7533 | 196.7533 | 196.7533 | 196.7533 | 188.838 | 188.838 | 188.838 | 188.838 | [16 empty] | 0.38 | 0.38 | 0.38 | 0.38 | 0.38 | 0.38 | 0.38 | 0.38
Electricity | Grid |  | 2020 | Non Dispatchable | Hydro Upgrade Non Dispatchable Class 1 | Hydro | ELCHYDGRDHUPNDC120 | 1 | 0 | 100 | 31.536 | 3188.7607 | 3188.7607 | 3188.7607 | 3188.7607 | 3060.9841 | 3060.9841 | 3060.9841 | 3060.9841 | 96.1151 | 96.1151 | 96.1151 | 96.1151 | 92.7228 | 92.7228 | 92.7228 | 92.7228 | [16 empty] | 0.33 | 0.33 | 0.33 | 0.33 | 0.33 | 0.33 | 0.33 | 0.33
Electricity | Grid |  | 2020 | Non Dispatchable | Hydro Upgrade Non Dispatchable Class 2 | Hydro | ELCHYDGRDHUPNDC220 | 1 | 0 | 100 | 31.536 | 6253.137 | 6253.137 | 4777.4871 | 3300.7065 | 3168.4069 | 3168.4069 | 3168.4069 | 3168.4069 | 98.3767 | 98.3767 | 98.3767 | 98.3767 | 93.8536 | 93.8536 | 93.8536 | 93.8536 | [16 empty] | 0.41 | 0.41 | 0.38 | 0.38 | 0.38 | 0.38 | 0.38 | 0.38
Electricity | Grid |  | 2020 | Non Dispatchable | Hydro Upgrade Non Dispatchable Class 3 | Hydro | ELCHYDGRDHUPNDC320 | 1 | 0 | 100 | 31.536 | 6382.0444 | 6382.0444 | 5010.425 | 3638.8056 | 3492.9368 | 3492.9368 | 3492.9368 | 3492.9368 | 117.5997 | 117.5997 | 117.5997 | 117.5997 | 113.0766 | 113.0766 | 113.0766 | 113.0766 | [16 empty] | 0.33 | 0.33 | 0.32 | 0.32 | 0.32 | 0.32 | 0.32 | 0.32
Electricity | Grid |  | 2020 | Non Dispatchable | Hydro Upgrade Non Dispatchable Class 4 | Hydro | ELCHYDGRDHUPNDC420 | 1 | 0 | 100 | 31.536 | 14006.8008 | 14006.8008 | 11382.2925 | 8758.9149 | 8408.3774 | 8408.3774 | 8408.3774 | 8408.3774 | 196.7533 | 196.7533 | 196.7533 | 196.7533 | 188.838 | 188.838 | 188.838 | 188.838 | [16 empty] | 0.38 | 0.38 | 0.38 | 0.38 | 0.38 | 0.38 | 0.38 | 0.38
Electricity | Grid |  | 2020 | Non Dispatchable | Hydro Upgrade Non Dispatchable Class 5 | Hydro | ELCHYDGRDHUPNDC520 | 1 | 0 | 100 | 31.536 | 14006.8008 | 14006.8008 | 11382.2925 | 8758.9149 | 8408.3774 | 8408.3774 | 8408.3774 | 8408.3774 | 196.7533 | 196.7533 | 196.7533 | 196.7533 | 188.838 | 188.838 | 188.838 | 188.838 | [16 empty] | 0.38 | 0.38 | 0.38 | 0.38 | 0.38 | 0.38 | 0.38 | 0.38
Electricity | Grid |  | 2020 | Storage | Pumped Hydro 12h Class 1 | Storage | ELCSTGGRDPSH12HC120 | 1 | 0 | 100 | 31.536 | 2385.0938 | 2385.0938 | 2385.0938 | 2385.0938 | 2385.0938 | 2385.0938 | 2385.0938 | 2385.0938 | 21.1001 | 21.1001 | 21.1001 | 21.1001 | 21.1001 | 21.1001 | 21.1001 | 21.1001 | 0.16961 | 0.16961 | 0.16961 | 0.16961 | 0.16961 | 0.16961 | 0.16961 | 0.16961 | [8 empty] | 0.5 | 0.5 | 0.5 | 0.5 | 0.5 | 0.5 | 0.5 | 0.5
Electricity | Grid |  | 2020 | Storage | Pumped Hydro 12h Class 2 | Storage | ELCSTGGRDPSH12HC220 | 1 | 0 | 100 | 31.536 | 2703.9531 | 2703.9531 | 2703.9531 | 2703.9531 | 2703.9531 | 2703.9531 | 2703.9531 | 2703.9531 | 21.1001 | 21.1001 | 21.1001 | 21.1001 | 21.1001 | 21.1001 | 21.1001 | 21.1001 | 0.16961 | 0.16961 | 0.16961 | 0.16961 | 0.16961 | 0.16961 | 0.16961 | 0.16961 | [8 empty] | 0.5 | 0.5 | 0.5 | 0.5 | 0.5 | 0.5 | 0.5 | 0.5
Electricity | Grid |  | 2020 | Storage | Pumped Hydro 12h Class 3 | Storage | ELCSTGGRDPSH12HC320 | 1 | 0 | 100 | 31.536 | 2902.3052 | 2902.3052 | 2902.3052 | 2902.3052 | 2902.3052 | 2902.3052 | 2902.3052 | 2902.3052 | 21.1001 | 21.1001 | 21.1001 | 21.1001 | 21.1001 | 21.1001 | 21.1001 | 21.1001 | 0.16961 | 0.16961 | 0.16961 | 0.16961 | 0.16961 | 0.16961 | 0.16961 | 0.16961 | [8 empty] | 0.5 | 0.5 | 0.5 | 0.5 | 0.5 | 0.5 | 0.5 | 0.5
Electricity | Grid |  | 2020 | Storage | Pumped Hydro 12h Class 4 | Storage | ELCSTGGRDPSH12HC420 | 1 | 0 | 100 | 31.536 | 3059.5593 | 3059.5593 | 3059.5593 | 3059.5593 | 3059.5593 | 3059.5593 | 3059.5593 | 3059.5593 | 21.1001 | 21.1001 | 21.1001 | 21.1001 | 21.1001 | 21.1001 | 21.1001 | 21.1001 | 0.16961 | 0.16961 | 0.16961 | 0.16961 | 0.16961 | 0.16961 | 0.16961 | 0.16961 | [8 empty] | 0.5 | 0.5 | 0.5 | 0.5 | 0.5 | 0.5 | 0.5 | 0.5
Electricity | Grid |  | 2020 | Storage | Pumped Hydro 12h Class 5 | Storage | ELCSTGGRDPSH12HC520 | 1 | 0 | 100 | 31.536 | 3198.7824 | 3198.7824 | 3198.7824 | 3198.7824 | 3198.7824 | 3198.7824 | 3198.7824 | 3198.7824 | 21.1001 | 21.1001 | 21.1001 | 21.1001 | 21.1001 | 21.1001 | 21.1001 | 21.1001 | 0.16961 | 0.16961 | 0.16961 | 0.16961 | 0.16961 | 0.16961 | 0.16961 | 0.16961 | [8 empty] | 0.5 | 0.5 | 0.5 | 0.5 | 0.5 | 0.5 | 0.5 | 0.5
Electricity | Grid |  | 2020 | Storage | Pumped Hydro 12h Class 6 | Storage | ELCSTGGRDPSH12HC620 | 1 | 0 | 100 | 31.536 | 3332.5121 | 3332.5121 | 3332.5121 | 3332.5121 | 3332.5121 | 3332.5121 | 3332.5121 | 3332.5121 | 21.1001 | 21.1001 | 21.1001 | 21.1001 | 21.1001 | 21.1001 | 21.1001 | 21.1001 | 0.16961 | 0.16961 | 0.16961 | 0.16961 | 0.16961 | 0.16961 | 0.16961 | 0.16961 | [8 empty] | 0.5 | 0.5 | 0.5 | 0.5 | 0.5 | 0.5 | 0.5 | 0.5
Electricity | Grid |  | 2020 | Storage | Pumped Hydro 12h Class 7 | Storage | ELCSTGGRDPSH12HC720 | 1 | 0 | 100 | 31.536 | 3454.6144 | 3454.6144 | 3454.6144 | 3454.6144 | 3454.6144 | 3454.6144 | 3454.6144 | 3454.6144 | 21.1001 | 21.1001 | 21.1001 | 21.1001 | 21.1001 | 21.1001 | 21.1001 | 21.1001 | 0.16961 | 0.16961 | 0.16961 | 0.16961 | 0.16961 | 0.16961 | 0.16961 | 0.16961 | [8 empty] | 0.5 | 0.5 | 0.5 | 0.5 | 0.5 | 0.5 | 0.5 | 0.5
Electricity | Grid |  | 2020 | Storage | Pumped Hydro 12h Class 8 | Storage | ELCSTGGRDPSH12HC820 | 1 | 0 | 100 | 31.536 | 3580.1996 | 3580.1996 | 3580.1996 | 3580.1996 | 3580.1996 | 3580.1996 | 3580.1996 | 3580.1996 | 21.1001 | 21.1001 | 21.1001 | 21.1001 | 21.1001 | 21.1001 | 21.1001 | 21.1001 | 0.16961 | 0.16961 | 0.16961 | 0.16961 | 0.16961 | 0.16961 | 0.16961 | 0.16961 | [8 empty] | 0.5 | 0.5 | 0.5 | 0.5 | 0.5 | 0.5 | 0.5 | 0.5
Electricity | Grid |  | 2020 | Storage | Pumped Hydro 12h Class 9 | Storage | ELCSTGGRDPSH12HC920 | 1 | 0 | 100 | 31.536 | 3708.5882 | 3708.5882 | 3708.5882 | 3708.5882 | 3708.5882 | 3708.5882 | 3708.5882 | 3708.5882 | 21.1001 | 21.1001 | 21.1001 | 21.1001 | 21.1001 | 21.1001 | 21.1001 | 21.1001 | 0.16961 | 0.16961 | 0.16961 | 0.16961 | 0.16961 | 0.16961 | 0.16961 | 0.16961 | [8 empty] | 0.5 | 0.5 | 0.5 | 0.5 | 0.5 | 0.5 | 0.5 | 0.5
Electricity | Grid |  | 2020 | Storage | Pumped Hydro 12h Class 10 | Storage | ELCSTGGRDPSH12HC1020 | 1 | 0 | 100 | 31.536 | 3847.159 | 3847.159 | 3847.159 | 3847.159 | 3847.159 | 3847.159 | 3847.159 | 3847.159 | 21.1001 | 21.1001 | 21.1001 | 21.1001 | 21.1001 | 21.1001 | 21.1001 | 21.1001 | 0.16961 | 0.16961 | 0.16961 | 0.16961 | 0.16961 | 0.16961 | 0.16961 | 0.16961 | [8 empty] | 0.5 | 0.5 | 0.5 | 0.5 | 0.5 | 0.5 | 0.5 | 0.5
Electricity | Grid |  | 2020 | Storage | Pumped Hydro 12h Class 11 | Storage | ELCSTGGRDPSH12HC1120 | 1 | 0 | 100 | 31.536 | 3989.3388 | 3989.3388 | 3989.3388 | 3989.3388 | 3989.3388 | 3989.3388 | 3989.3388 | 3989.3388 | 21.1001 | 21.1001 | 21.1001 | 21.1001 | 21.1001 | 21.1001 | 21.1001 | 21.1001 | 0.16961 | 0.16961 | 0.16961 | 0.16961 | 0.16961 | 0.16961 | 0.16961 | 0.16961 | [8 empty] | 0.5 | 0.5 | 0.5 | 0.5 | 0.5 | 0.5 | 0.5 | 0.5
Electricity | Grid |  | 2020 | Storage | Pumped Hydro 12h Class 12 | Storage | ELCSTGGRDPSH12HC1220 | 1 | 0 | 100 | 31.536 | 4141.3324 | 4141.3324 | 4141.3324 | 4141.3324 | 4141.3324 | 4141.3324 | 4141.3324 | 4141.3324 | 21.1001 | 21.1001 | 21.1001 | 21.1001 | 21.1001 | 21.1001 | 21.1001 | 21.1001 | 0.16961 | 0.16961 | 0.16961 | 0.16961 | 0.16961 | 0.16961 | 0.16961 | 0.16961 | [8 empty] | 0.5 | 0.5 | 0.5 | 0.5 | 0.5 | 0.5 | 0.5 | 0.5
Electricity | Grid |  | 2020 | Storage | Pumped Hydro 12h Class 13 | Storage | ELCSTGGRDPSH12HC1320 | 1 | 0 | 100 | 31.536 | 4311.6896 | 4311.6896 | 4311.6896 | 4311.6896 | 4311.6896 | 4311.6896 | 4311.6896 | 4311.6896 | 21.1001 | 21.1001 | 21.1001 | 21.1001 | 21.1001 | 21.1001 | 21.1001 | 21.1001 | 0.16961 | 0.16961 | 0.16961 | 0.16961 | 0.16961 | 0.16961 | 0.16961 | 0.16961 | [8 empty] | 0.5 | 0.5 | 0.5 | 0.5 | 0.5 | 0.5 | 0.5 | 0.5
Electricity | Grid |  | 2020 | Storage | Pumped Hydro 12h Class 14 | Storage | ELCSTGGRDPSH12HC1420 | 1 | 0 | 100 | 31.536 | 4496.5863 | 4496.5863 | 4496.5863 | 4496.5863 | 4496.5863 | 4496.5863 | 4496.5863 | 4496.5863 | 21.1001 | 21.1001 | 21.1001 | 21.1001 | 21.1001 | 21.1001 | 21.1001 | 21.1001 | 0.16961 | 0.16961 | 0.16961 | 0.16961 | 0.16961 | 0.16961 | 0.16961 | 0.16961 | [8 empty] | 0.5 | 0.5 | 0.5 | 0.5 | 0.5 | 0.5 | 0.5 | 0.5
Electricity | Grid |  | 2020 | Storage | Pumped Hydro 12h Class 15 | Storage | ELCSTGGRDPSH12HC1520 | 1 | 0 | 100 | 31.536 | 4700.5288 | 4700.5288 | 4700.5288 | 4700.5288 | 4700.5288 | 4700.5288 | 4700.5288 | 4700.5288 | 21.1001 | 21.1001 | 21.1001 | 21.1001 | 21.1001 | 21.1001 | 21.1001 | 21.1001 | 0.16961 | 0.16961 | 0.16961 | 0.16961 | 0.16961 | 0.16961 | 0.16961 | 0.16961 | [8 empty] | 0.5 | 0.5 | 0.5 | 0.5 | 0.5 | 0.5 | 0.5 | 0.5
Electricity | Grid |  | 2020 | Storage | Pumped Hydro 10h Class 1 | Storage | ELCSTGGRDPSH10HC120 | 1 | 0 | 100 | 31.536 | 2385.0938 | 2385.0938 | 2385.0938 | 2385.0938 | 2385.0938 | 2385.0938 | 2385.0938 | 2385.0938 | 21.1001 | 21.1001 | 21.1001 | 21.1001 | 21.1001 | 21.1001 | 21.1001 | 21.1001 | 0.16961 | 0.16961 | 0.16961 | 0.16961 | 0.16961 | 0.16961 | 0.16961 | 0.16961 | [8 empty] | 0.41667 | 0.41667 | 0.41667 | 0.41667 | 0.41667 | 0.41667 | 0.41667 | 0.41667
Electricity | Grid |  | 2020 | Storage | Pumped Hydro 10h Class 2 | Storage | ELCSTGGRDPSH10HC220 | 1 | 0 | 100 | 31.536 | 2703.9531 | 2703.9531 | 2703.9531 | 2703.9531 | 2703.9531 | 2703.9531 | 2703.9531 | 2703.9531 | 21.1001 | 21.1001 | 21.1001 | 21.1001 | 21.1001 | 21.1001 | 21.1001 | 21.1001 | 0.16961 | 0.16961 | 0.16961 | 0.16961 | 0.16961 | 0.16961 | 0.16961 | 0.16961 | [8 empty] | 0.41667 | 0.41667 | 0.41667 | 0.41667 | 0.41667 | 0.41667 | 0.41667 | 0.41667
Electricity | Grid |  | 2020 | Storage | Pumped Hydro 10h Class 3 | Storage | ELCSTGGRDPSH10HC320 | 1 | 0 | 100 | 31.536 | 2902.3052 | 2902.3052 | 2902.3052 | 2902.3052 | 2902.3052 | 2902.3052 | 2902.3052 | 2902.3052 | 21.1001 | 21.1001 | 21.1001 | 21.1001 | 21.1001 | 21.1001 | 21.1001 | 21.1001 | 0.16961 | 0.16961 | 0.16961 | 0.16961 | 0.16961 | 0.16961 | 0.16961 | 0.16961 | [8 empty] | 0.41667 | 0.41667 | 0.41667 | 0.41667 | 0.41667 | 0.41667 | 0.41667 | 0.41667
Electricity | Grid |  | 2020 | Storage | Pumped Hydro 10h Class 4 | Storage | ELCSTGGRDPSH10HC420 | 1 | 0 | 100 | 31.536 | 3059.5593 | 3059.5593 | 3059.5593 | 3059.5593 | 3059.5593 | 3059.5593 | 3059.5593 | 3059.5593 | 21.1001 | 21.1001 | 21.1001 | 21.1001 | 21.1001 | 21.1001 | 21.1001 | 21.1001 | 0.16961 | 0.16961 | 0.16961 | 0.16961 | 0.16961 | 0.16961 | 0.16961 | 0.16961 | [8 empty] | 0.41667 | 0.41667 | 0.41667 | 0.41667 | 0.41667 | 0.41667 | 0.41667 | 0.41667
Electricity | Grid |  | 2020 | Storage | Pumped Hydro 10h Class 5 | Storage | ELCSTGGRDPSH10HC520 | 1 | 0 | 100 | 31.536 | 3198.7824 | 3198.7824 | 3198.7824 | 3198.7824 | 3198.7824 | 3198.7824 | 3198.7824 | 3198.7824 | 21.1001 | 21.1001 | 21.1001 | 21.1001 | 21.1001 | 21.1001 | 21.1001 | 21.1001 | 0.16961 | 0.16961 | 0.16961 | 0.16961 | 0.16961 | 0.16961 | 0.16961 | 0.16961 | [8 empty] | 0.41667 | 0.41667 | 0.41667 | 0.41667 | 0.41667 | 0.41667 | 0.41667 | 0.41667
Electricity | Grid |  | 2020 | Storage | Pumped Hydro 10h Class 6 | Storage | ELCSTGGRDPSH10HC620 | 1 | 0 | 100 | 31.536 | 3332.5121 | 3332.5121 | 3332.5121 | 3332.5121 | 3332.5121 | 3332.5121 | 3332.5121 | 3332.5121 | 21.1001 | 21.1001 | 21.1001 | 21.1001 | 21.1001 | 21.1001 | 21.1001 | 21.1001 | 0.16961 | 0.16961 | 0.16961 | 0.16961 | 0.16961 | 0.16961 | 0.16961 | 0.16961 | [8 empty] | 0.41667 | 0.41667 | 0.41667 | 0.41667 | 0.41667 | 0.41667 | 0.41667 | 0.41667
Electricity | Grid |  | 2020 | Storage | Pumped Hydro 10h Class 7 | Storage | ELCSTGGRDPSH10HC720 | 1 | 0 | 100 | 31.536 | 3454.6144 | 3454.6144 | 3454.6144 | 3454.6144 | 3454.6144 | 3454.6144 | 3454.6144 | 3454.6144 | 21.1001 | 21.1001 | 21.1001 | 21.1001 | 21.1001 | 21.1001 | 21.1001 | 21.1001 | 0.16961 | 0.16961 | 0.16961 | 0.16961 | 0.16961 | 0.16961 | 0.16961 | 0.16961 | [8 empty] | 0.41667 | 0.41667 | 0.41667 | 0.41667 | 0.41667 | 0.41667 | 0.41667 | 0.41667
Electricity | Grid |  | 2020 | Storage | Pumped Hydro 10h Class 8 | Storage | ELCSTGGRDPSH10HC820 | 1 | 0 | 100 | 31.536 | 3580.1996 | 3580.1996 | 3580.1996 | 3580.1996 | 3580.1996 | 3580.1996 | 3580.1996 | 3580.1996 | 21.1001 | 21.1001 | 21.1001 | 21.1001 | 21.1001 | 21.1001 | 21.1001 | 21.1001 | 0.16961 | 0.16961 | 0.16961 | 0.16961 | 0.16961 | 0.16961 | 0.16961 | 0.16961 | [8 empty] | 0.41667 | 0.41667 | 0.41667 | 0.41667 | 0.41667 | 0.41667 | 0.41667 | 0.41667
Electricity | Grid |  | 2020 | Storage | Pumped Hydro 10h Class 9 | Storage | ELCSTGGRDPSH10HC920 | 1 | 0 | 100 | 31.536 | 3708.5882 | 3708.5882 | 3708.5882 | 3708.5882 | 3708.5882 | 3708.5882 | 3708.5882 | 3708.5882 | 21.1001 | 21.1001 | 21.1001 | 21.1001 | 21.1001 | 21.1001 | 21.1001 | 21.1001 | 0.16961 | 0.16961 | 0.16961 | 0.16961 | 0.16961 | 0.16961 | 0.16961 | 0.16961 | [8 empty] | 0.41667 | 0.41667 | 0.41667 | 0.41667 | 0.41667 | 0.41667 | 0.41667 | 0.41667
Electricity | Grid |  | 2020 | Storage | Pumped Hydro 10h Class 10 | Storage | ELCSTGGRDPSH10HC1020 | 1 | 0 | 100 | 31.536 | 3847.159 | 3847.159 | 3847.159 | 3847.159 | 3847.159 | 3847.159 | 3847.159 | 3847.159 | 21.1001 | 21.1001 | 21.1001 | 21.1001 | 21.1001 | 21.1001 | 21.1001 | 21.1001 | 0.16961 | 0.16961 | 0.16961 | 0.16961 | 0.16961 | 0.16961 | 0.16961 | 0.16961 | [8 empty] | 0.41667 | 0.41667 | 0.41667 | 0.41667 | 0.41667 | 0.41667 | 0.41667 | 0.41667
Electricity | Grid |  | 2020 | Storage | Pumped Hydro 10h Class 11 | Storage | ELCSTGGRDPSH10HC1120 | 1 | 0 | 100 | 31.536 | 3989.3388 | 3989.3388 | 3989.3388 | 3989.3388 | 3989.3388 | 3989.3388 | 3989.3388 | 3989.3388 | 21.1001 | 21.1001 | 21.1001 | 21.1001 | 21.1001 | 21.1001 | 21.1001 | 21.1001 | 0.16961 | 0.16961 | 0.16961 | 0.16961 | 0.16961 | 0.16961 | 0.16961 | 0.16961 | [8 empty] | 0.41667 | 0.41667 | 0.41667 | 0.41667 | 0.41667 | 0.41667 | 0.41667 | 0.41667
Electricity | Grid |  | 2020 | Storage | Pumped Hydro 10h Class 12 | Storage | ELCSTGGRDPSH10HC1220 | 1 | 0 | 100 | 31.536 | 4141.3324 | 4141.3324 | 4141.3324 | 4141.3324 | 4141.3324 | 4141.3324 | 4141.3324 | 4141.3324 | 21.1001 | 21.1001 | 21.1001 | 21.1001 | 21.1001 | 21.1001 | 21.1001 | 21.1001 | 0.16961 | 0.16961 | 0.16961 | 0.16961 | 0.16961 | 0.16961 | 0.16961 | 0.16961 | [8 empty] | 0.41667 | 0.41667 | 0.41667 | 0.41667 | 0.41667 | 0.41667 | 0.41667 | 0.41667
Electricity | Grid |  | 2020 | Storage | Pumped Hydro 10h Class 13 | Storage | ELCSTGGRDPSH10HC1320 | 1 | 0 | 100 | 31.536 | 4311.6896 | 4311.6896 | 4311.6896 | 4311.6896 | 4311.6896 | 4311.6896 | 4311.6896 | 4311.6896 | 21.1001 | 21.1001 | 21.1001 | 21.1001 | 21.1001 | 21.1001 | 21.1001 | 21.1001 | 0.16961 | 0.16961 | 0.16961 | 0.16961 | 0.16961 | 0.16961 | 0.16961 | 0.16961 | [8 empty] | 0.41667 | 0.41667 | 0.41667 | 0.41667 | 0.41667 | 0.41667 | 0.41667 | 0.41667
Electricity | Grid |  | 2020 | Storage | Pumped Hydro 10h Class 14 | Storage | ELCSTGGRDPSH10HC1420 | 1 | 0 | 100 | 31.536 | 4496.5863 | 4496.5863 | 4496.5863 | 4496.5863 | 4496.5863 | 4496.5863 | 4496.5863 | 4496.5863 | 21.1001 | 21.1001 | 21.1001 | 21.1001 | 21.1001 | 21.1001 | 21.1001 | 21.1001 | 0.16961 | 0.16961 | 0.16961 | 0.16961 | 0.16961 | 0.16961 | 0.16961 | 0.16961 | [8 empty] | 0.41667 | 0.41667 | 0.41667 | 0.41667 | 0.41667 | 0.41667 | 0.41667 | 0.41667
Electricity | Grid |  | 2020 | Storage | Pumped Hydro 10h Class 15 | Storage | ELCSTGGRDPSH10HC1520 | 1 | 0 | 100 | 31.536 | 4700.5288 | 4700.5288 | 4700.5288 | 4700.5288 | 4700.5288 | 4700.5288 | 4700.5288 | 4700.5288 | 21.1001 | 21.1001 | 21.1001 | 21.1001 | 21.1001 | 21.1001 | 21.1001 | 21.1001 | 0.16961 | 0.16961 | 0.16961 | 0.16961 | 0.16961 | 0.16961 | 0.16961 | 0.16961 | [8 empty] | 0.41667 | 0.41667 | 0.41667 | 0.41667 | 0.41667 | 0.41667 | 0.41667 | 0.41667
Electricity | Grid |  | 2020 | Storage | Pumped Hydro 8h Class 1 | Storage | ELCSTGGRDPSH8HC120 | 1 | 0 | 100 | 31.536 | 2385.0938 | 2385.0938 | 2385.0938 | 2385.0938 | 2385.0938 | 2385.0938 | 2385.0938 | 2385.0938 | 21.1001 | 21.1001 | 21.1001 | 21.1001 | 21.1001 | 21.1001 | 21.1001 | 21.1001 | 0.16961 | 0.16961 | 0.16961 | 0.16961 | 0.16961 | 0.16961 | 0.16961 | 0.16961 | [8 empty] | 0.33333 | 0.33333 | 0.33333 | 0.33333 | 0.33333 | 0.33333 | 0.33333 | 0.33333
Electricity | Grid |  | 2020 | Storage | Pumped Hydro 8h Class 2 | Storage | ELCSTGGRDPSH8HC220 | 1 | 0 | 100 | 31.536 | 2703.9531 | 2703.9531 | 2703.9531 | 2703.9531 | 2703.9531 | 2703.9531 | 2703.9531 | 2703.9531 | 21.1001 | 21.1001 | 21.1001 | 21.1001 | 21.1001 | 21.1001 | 21.1001 | 21.1001 | 0.16961 | 0.16961 | 0.16961 | 0.16961 | 0.16961 | 0.16961 | 0.16961 | 0.16961 | [8 empty] | 0.33333 | 0.33333 | 0.33333 | 0.33333 | 0.33333 | 0.33333 | 0.33333 | 0.33333
Electricity | Grid |  | 2020 | Storage | Pumped Hydro 8h Class 3 | Storage | ELCSTGGRDPSH8HC320 | 1 | 0 | 100 | 31.536 | 2902.3052 | 2902.3052 | 2902.3052 | 2902.3052 | 2902.3052 | 2902.3052 | 2902.3052 | 2902.3052 | 21.1001 | 21.1001 | 21.1001 | 21.1001 | 21.1001 | 21.1001 | 21.1001 | 21.1001 | 0.16961 | 0.16961 | 0.16961 | 0.16961 | 0.16961 | 0.16961 | 0.16961 | 0.16961 | [8 empty] | 0.33333 | 0.33333 | 0.33333 | 0.33333 | 0.33333 | 0.33333 | 0.33333 | 0.33333
Electricity | Grid |  | 2020 | Storage | Pumped Hydro 8h Class 4 | Storage | ELCSTGGRDPSH8HC420 | 1 | 0 | 100 | 31.536 | 3059.5593 | 3059.5593 | 3059.5593 | 3059.5593 | 3059.5593 | 3059.5593 | 3059.5593 | 3059.5593 | 21.1001 | 21.1001 | 21.1001 | 21.1001 | 21.1001 | 21.1001 | 21.1001 | 21.1001 | 0.16961 | 0.16961 | 0.16961 | 0.16961 | 0.16961 | 0.16961 | 0.16961 | 0.16961 | [8 empty] | 0.33333 | 0.33333 | 0.33333 | 0.33333 | 0.33333 | 0.33333 | 0.33333 | 0.33333
Electricity | Grid |  | 2020 | Storage | Pumped Hydro 8h Class 5 | Storage | ELCSTGGRDPSH8HC520 | 1 | 0 | 100 | 31.536 | 3198.7824 | 3198.7824 | 3198.7824 | 3198.7824 | 3198.7824 | 3198.7824 | 3198.7824 | 3198.7824 | 21.1001 | 21.1001 | 21.1001 | 21.1001 | 21.1001 | 21.1001 | 21.1001 | 21.1001 | 0.16961 | 0.16961 | 0.16961 | 0.16961 | 0.16961 | 0.16961 | 0.16961 | 0.16961 | [8 empty] | 0.33333 | 0.33333 | 0.33333 | 0.33333 | 0.33333 | 0.33333 | 0.33333 | 0.33333
Electricity | Grid |  | 2020 | Storage | Pumped Hydro 8h Class 6 | Storage | ELCSTGGRDPSH8HC620 | 1 | 0 | 100 | 31.536 | 3332.5121 | 3332.5121 | 3332.5121 | 3332.5121 | 3332.5121 | 3332.5121 | 3332.5121 | 3332.5121 | 21.1001 | 21.1001 | 21.1001 | 21.1001 | 21.1001 | 21.1001 | 21.1001 | 21.1001 | 0.16961 | 0.16961 | 0.16961 | 0.16961 | 0.16961 | 0.16961 | 0.16961 | 0.16961 | [8 empty] | 0.33333 | 0.33333 | 0.33333 | 0.33333 | 0.33333 | 0.33333 | 0.33333 | 0.33333
Electricity | Grid |  | 2020 | Storage | Pumped Hydro 8h Class 7 | Storage | ELCSTGGRDPSH8HC720 | 1 | 0 | 100 | 31.536 | 3454.6144 | 3454.6144 | 3454.6144 | 3454.6144 | 3454.6144 | 3454.6144 | 3454.6144 | 3454.6144 | 21.1001 | 21.1001 | 21.1001 | 21.1001 | 21.1001 | 21.1001 | 21.1001 | 21.1001 | 0.16961 | 0.16961 | 0.16961 | 0.16961 | 0.16961 | 0.16961 | 0.16961 | 0.16961 | [8 empty] | 0.33333 | 0.33333 | 0.33333 | 0.33333 | 0.33333 | 0.33333 | 0.33333 | 0.33333
Electricity | Grid |  | 2020 | Storage | Pumped Hydro 8h Class 8 | Storage | ELCSTGGRDPSH8HC820 | 1 | 0 | 100 | 31.536 | 3580.1996 | 3580.1996 | 3580.1996 | 3580.1996 | 3580.1996 | 3580.1996 | 3580.1996 | 3580.1996 | 21.1001 | 21.1001 | 21.1001 | 21.1001 | 21.1001 | 21.1001 | 21.1001 | 21.1001 | 0.16961 | 0.16961 | 0.16961 | 0.16961 | 0.16961 | 0.16961 | 0.16961 | 0.16961 | [8 empty] | 0.33333 | 0.33333 | 0.33333 | 0.33333 | 0.33333 | 0.33333 | 0.33333 | 0.33333
Electricity | Grid |  | 2020 | Storage | Pumped Hydro 8h Class 9 | Storage | ELCSTGGRDPSH8HC920 | 1 | 0 | 100 | 31.536 | 3708.5882 | 3708.5882 | 3708.5882 | 3708.5882 | 3708.5882 | 3708.5882 | 3708.5882 | 3708.5882 | 21.1001 | 21.1001 | 21.1001 | 21.1001 | 21.1001 | 21.1001 | 21.1001 | 21.1001 | 0.16961 | 0.16961 | 0.16961 | 0.16961 | 0.16961 | 0.16961 | 0.16961 | 0.16961 | [8 empty] | 0.33333 | 0.33333 | 0.33333 | 0.33333 | 0.33333 | 0.33333 | 0.33333 | 0.33333
Electricity | Grid |  | 2020 | Storage | Pumped Hydro 8h Class 10 | Storage | ELCSTGGRDPSH8HC1020 | 1 | 0 | 100 | 31.536 | 3847.159 | 3847.159 | 3847.159 | 3847.159 | 3847.159 | 3847.159 | 3847.159 | 3847.159 | 21.1001 | 21.1001 | 21.1001 | 21.1001 | 21.1001 | 21.1001 | 21.1001 | 21.1001 | 0.16961 | 0.16961 | 0.16961 | 0.16961 | 0.16961 | 0.16961 | 0.16961 | 0.16961 | [8 empty] | 0.33333 | 0.33333 | 0.33333 | 0.33333 | 0.33333 | 0.33333 | 0.33333 | 0.33333
Electricity | Grid |  | 2020 | Storage | Pumped Hydro 8h Class 11 | Storage | ELCSTGGRDPSH8HC1120 | 1 | 0 | 100 | 31.536 | 3989.3388 | 3989.3388 | 3989.3388 | 3989.3388 | 3989.3388 | 3989.3388 | 3989.3388 | 3989.3388 | 21.1001 | 21.1001 | 21.1001 | 21.1001 | 21.1001 | 21.1001 | 21.1001 | 21.1001 | 0.16961 | 0.16961 | 0.16961 | 0.16961 | 0.16961 | 0.16961 | 0.16961 | 0.16961 | [8 empty] | 0.33333 | 0.33333 | 0.33333 | 0.33333 | 0.33333 | 0.33333 | 0.33333 | 0.33333
Electricity | Grid |  | 2020 | Storage | Pumped Hydro 8h Class 12 | Storage | ELCSTGGRDPSH8HC1220 | 1 | 0 | 100 | 31.536 | 4141.3324 | 4141.3324 | 4141.3324 | 4141.3324 | 4141.3324 | 4141.3324 | 4141.3324 | 4141.3324 | 21.1001 | 21.1001 | 21.1001 | 21.1001 | 21.1001 | 21.1001 | 21.1001 | 21.1001 | 0.16961 | 0.16961 | 0.16961 | 0.16961 | 0.16961 | 0.16961 | 0.16961 | 0.16961 | [8 empty] | 0.33333 | 0.33333 | 0.33333 | 0.33333 | 0.33333 | 0.33333 | 0.33333 | 0.33333
Electricity | Grid |  | 2020 | Storage | Pumped Hydro 8h Class 13 | Storage | ELCSTGGRDPSH8HC1320 | 1 | 0 | 100 | 31.536 | 4311.6896 | 4311.6896 | 4311.6896 | 4311.6896 | 4311.6896 | 4311.6896 | 4311.6896 | 4311.6896 | 21.1001 | 21.1001 | 21.1001 | 21.1001 | 21.1001 | 21.1001 | 21.1001 | 21.1001 | 0.16961 | 0.16961 | 0.16961 | 0.16961 | 0.16961 | 0.16961 | 0.16961 | 0.16961 | [8 empty] | 0.33333 | 0.33333 | 0.33333 | 0.33333 | 0.33333 | 0.33333 | 0.33333 | 0.33333
Electricity | Grid |  | 2020 | Storage | Pumped Hydro 8h Class 14 | Storage | ELCSTGGRDPSH8HC1420 | 1 | 0 | 100 | 31.536 | 4496.5863 | 4496.5863 | 4496.5863 | 4496.5863 | 4496.5863 | 4496.5863 | 4496.5863 | 4496.5863 | 21.1001 | 21.1001 | 21.1001 | 21.1001 | 21.1001 | 21.1001 | 21.1001 | 21.1001 | 0.16961 | 0.16961 | 0.16961 | 0.16961 | 0.16961 | 0.16961 | 0.16961 | 0.16961 | [8 empty] | 0.33333 | 0.33333 | 0.33333 | 0.33333 | 0.33333 | 0.33333 | 0.33333 | 0.33333
Electricity | Grid |  | 2020 | Storage | Pumped Hydro 8h Class 15 | Storage | ELCSTGGRDPSH8HC1520 | 1 | 0 | 100 | 31.536 | 4700.5288 | 4700.5288 | 4700.5288 | 4700.5288 | 4700.5288 | 4700.5288 | 4700.5288 | 4700.5288 | 21.1001 | 21.1001 | 21.1001 | 21.1001 | 21.1001 | 21.1001 | 21.1001 | 21.1001 | 0.16961 | 0.16961 | 0.16961 | 0.16961 | 0.16961 | 0.16961 | 0.16961 | 0.16961 | [8 empty] | 0.33333 | 0.33333 | 0.33333 | 0.33333 | 0.33333 | 0.33333 | 0.33333 | 0.33333
Electricity | Grid |  | 2020 | Partly Dispatchable | Concentrated Solar Class 1 | Solar | ELCSOLGRDCSPC120 | 1 | 0 | 30 | 31.536 | 7714.0905 | 6685.5451 | 5399.8634 | 5207.0111 | 5014.1588 | 4821.3066 | 4628.4543 | 4628.4543 | 78.1382 | 69.4562 | 58.6037 | 58.6037 | 58.6037 | 58.6037 | 58.6037 | 58.6037 | 1.151 | 1.0583 | 0.94231 | 0.94231 | 0.94231 | 0.94231 | 0.94231 | 0.94231 | [8 empty] | 0.666 | 0.666 | 0.666 | 0.666 | 0.666 | 0.666 | 0.666 | 0.666
Electricity | Grid |  | 2020 | Partly Dispatchable | Concentrated Solar Class 2 | Solar | ELCSOLGRDCSPC220 | 1 | 0 | 30 | 31.536 | 7714.0905 | 6685.5451 | 5399.8634 | 5207.0111 | 5014.1588 | 4821.3066 | 4628.4543 | 4628.4543 | 78.1382 | 69.4562 | 58.6037 | 58.6037 | 58.6037 | 58.6037 | 58.6037 | 58.6037 | 1.151 | 1.0583 | 0.94231 | 0.94231 | 0.94231 | 0.94231 | 0.94231 | 0.94231 | [8 empty] | 0.647 | 0.647 | 0.647 | 0.647 | 0.647 | 0.647 | 0.647 | 0.647
Electricity | Grid |  | 2020 | Partly Dispatchable | Concentrated Solar Class 3 | Solar | ELCSOLGRDCSPC320 | 1 | 0 | 30 | 31.536 | 7714.0905 | 6685.5451 | 5399.8634 | 5207.0111 | 5014.1588 | 4821.3066 | 4628.4543 | 4628.4543 | 78.1382 | 69.4562 | 58.6037 | 58.6037 | 58.6037 | 58.6037 | 58.6037 | 58.6037 | 1.151 | 1.0583 | 0.94231 | 0.94231 | 0.94231 | 0.94231 | 0.94231 | 0.94231 | [8 empty] | 0.514 | 0.514 | 0.514 | 0.514 | 0.514 | 0.514 | 0.514 | 0.514
Electricity | Grid |  | 2020 | Non Dispatchable | Onshore Wind Turbine Class 1 | Wind | ELCWNDGRDWONC120 | 1 | 0 | 30 | 31.536 | 1451.7715 | 1350.9393 | 1224.8989 | 1164.5945 | 1104.2901 | 1043.9857 | 983.6813 | 983.6813 | 34.2622 | 32.6038 | 30.5307 | 29.4847 | 28.4388 | 27.3928 | 26.3469 | 26.3469 | [16 empty] | 0.49815 | 0.51346 | 0.53259 | 0.53474 | 0.5369 | 0.53905 | 0.5412 | 0.5412
Electricity | Grid |  | 2020 | Non Dispatchable | Onshore Wind Turbine Class 2 | Wind | ELCWNDGRDWONC220 | 1 | 0 | 30 | 31.536 | 1451.7715 | 1350.9393 | 1224.8989 | 1164.5945 | 1104.2901 | 1043.9857 | 983.6813 | 983.6813 | 34.2622 | 32.6038 | 30.5307 | 29.4847 | 28.4388 | 27.3928 | 26.3469 | 26.3469 | [16 empty] | 0.46737 | 0.48173 | 0.49968 | 0.5017 | 0.50372 | 0.50574 | 0.50776 | 0.50776
Electricity | Grid |  | 2020 | Non Dispatchable | Onshore Wind Turbine Class 3 | Wind | ELCWNDGRDWONC320 | 1 | 0 | 30 | 31.536 | 1451.7715 | 1350.9393 | 1224.8989 | 1164.5945 | 1104.2901 | 1043.9857 | 983.6813 | 983.6813 | 34.2622 | 32.6038 | 30.5307 | 29.4847 | 28.4388 | 27.3928 | 26.3469 | 26.3469 | [16 empty] | 0.45684 | 0.47088 | 0.48842 | 0.4904 | 0.49237 | 0.49435 | 0.49632 | 0.49632
Electricity | Grid |  | 2020 | Non Dispatchable | Onshore Wind Turbine Class 4 | Wind | ELCWNDGRDWONC420 | 1 | 0 | 30 | 31.536 | 1451.7715 | 1350.9393 | 1224.8989 | 1164.5945 | 1104.2901 | 1043.9857 | 983.6813 | 983.6813 | 34.2622 | 32.6038 | 30.5307 | 29.4847 | 28.4388 | 27.3928 | 26.3469 | 26.3469 | [16 empty] | 0.44469 | 0.45835 | 0.47543 | 0.47736 | 0.47928 | 0.4812 | 0.48312 | 0.48312
Electricity | Grid |  | 2020 | Non Dispatchable | Onshore Wind Turbine Class 5 | Wind | ELCWNDGRDWONC520 | 1 | 0 | 30 | 31.536 | 1451.7715 | 1350.9393 | 1224.8989 | 1164.5945 | 1104.2901 | 1043.9857 | 983.6813 | 983.6813 | 34.2622 | 32.6038 | 30.5307 | 29.4847 | 28.4388 | 27.3928 | 26.3469 | 26.3469 | [16 empty] | 0.43011 | 0.44333 | 0.45985 | 0.4617 | 0.46356 | 0.46542 | 0.46728 | 0.46728
Electricity | Grid |  | 2020 | Non Dispatchable | Onshore Wind Turbine Class 6 | Wind | ELCWNDGRDWONC620 | 1 | 0 | 30 | 31.536 | 1451.7715 | 1350.9393 | 1224.8989 | 1164.5945 | 1104.2901 | 1043.9857 | 983.6813 | 983.6813 | 34.2622 | 32.6038 | 30.5307 | 29.4847 | 28.4388 | 27.3928 | 26.3469 | 26.3469 | [16 empty] | 0.40743 | 0.41995 | 0.4356 | 0.43736 | 0.43912 | 0.44088 | 0.44264 | 0.44264
Electricity | Grid |  | 2020 | Non Dispatchable | Onshore Wind Turbine Class 7 | Wind | ELCWNDGRDWONC720 | 1 | 0 | 30 | 31.536 | 1451.7715 | 1350.9393 | 1224.8989 | 1164.5945 | 1104.2901 | 1043.9857 | 983.6813 | 983.6813 | 34.2622 | 32.6038 | 30.5307 | 29.4847 | 28.4388 | 27.3928 | 26.3469 | 26.3469 | [16 empty] | 0.37584 | 0.38739 | 0.40182 | 0.40345 | 0.40507 | 0.4067 | 0.40832 | 0.40832
Electricity | Grid |  | 2020 | Non Dispatchable | Onshore Wind Turbine Class 8 | Wind | ELCWNDGRDWONC820 | 1 | 0 | 30 | 31.536 | 1585.9778 | 1451.0614 | 1282.4159 | 1219.7005 | 1156.985 | 1094.2695 | 1031.5541 | 1031.5541 | 32.2268 | 30.2668 | 27.8168 | 26.884 | 25.9511 | 25.0182 | 24.0853 | 24.0853 | [16 empty] | 0.33939 | 0.34982 | 0.36285 | 0.36432 | 0.36579 | 0.36725 | 0.36872 | 0.36872
Electricity | Grid |  | 2020 | Non Dispatchable | Onshore Wind Turbine Class 9 | Wind | ELCWNDGRDWONC920 | 1 | 0 | 30 | 31.536 | 1508.2234 | 1435.7946 | 1345.2586 | 1281.5798 | 1217.9009 | 1154.2221 | 1090.5433 | 1090.5433 | 43.4214 | 41.763 | 39.6899 | 38.1351 | 36.5803 | 35.0255 | 33.4707 | 33.4707 | [16 empty] | 0.32805 | 0.33813 | 0.35073 | 0.35215 | 0.35357 | 0.35498 | 0.3564 | 0.3564
Electricity | Grid |  | 2020 | Non Dispatchable | Onshore Wind Turbine Class 10 | Wind | ELCWNDGRDWONC1020 | 1 | 0 | 30 | 31.536 | 2088.719 | 1887.5278 | 1636.0389 | 1557.4874 | 1478.9358 | 1400.3842 | 1321.8326 | 1321.8326 | 34.2622 | 32.6038 | 30.5307 | 29.4847 | 28.4388 | 27.3928 | 26.3469 | 26.3469 | [16 empty] | 0.25839 | 0.26633 | 0.27625 | 0.27737 | 0.27849 | 0.2796 | 0.28072 | 0.28072
Electricity | Grid |  | 2020 | Non Dispatchable | Offshore Wind Turbine Class 1 | Wind | ELCWNDGRDWOFC120 | 1 | 0 | 30 | 31.536 | 2535.3823 | 2211.51 | 2032.8204 | 1922.3603 | 1842.1939 | 1779.232 | 1727.3792 | 1727.3792 | 121.3276 | 107.7706 | 98.2747 | 91.9099 | 87.1156 | 83.2682 | 80.0547 | 80.0547 | [16 empty] | 0.46352 | 0.48634 | 0.50892 | 0.519 | 0.52783 | 0.5359 | 0.54347 | 0.54347
Electricity | Grid |  | 2020 | Non Dispatchable | Offshore Wind Turbine Class 2 | Wind | ELCWNDGRDWOFC220 | 1 | 0 | 30 | 31.536 | 2543.1481 | 2218.2839 | 2039.0469 | 1928.2485 | 1847.8366 | 1784.6818 | 1732.6702 | 1732.6702 | 123.936 | 110.0875 | 100.3875 | 93.8858 | 88.9885 | 85.0584 | 81.7758 | 81.7758 | [16 empty] | 0.45178 | 0.47433 | 0.49671 | 0.50666 | 0.51539 | 0.52339 | 0.53089 | 0.53089
Electricity | Grid |  | 2020 | Non Dispatchable | Offshore Wind Turbine Class 3 | Wind | ELCWNDGRDWOFC320 | 1 | 0 | 30 | 31.536 | 2675.4269 | 2333.6652 | 2145.1055 | 2028.544 | 1943.9495 | 1877.5098 | 1822.7929 | 1822.7929 | 126.1512 | 112.0552 | 102.1818 | 95.564 | 90.5791 | 86.5787 | 83.2374 | 83.2374 | [16 empty] | 0.45513 | 0.47776 | 0.5002 | 0.51019 | 0.51895 | 0.52696 | 0.53448 | 0.53448
Electricity | Grid |  | 2020 | Non Dispatchable | Offshore Wind Turbine Class 4 | Wind | ELCWNDGRDWOFC420 | 1 | 0 | 30 | 31.536 | 2793.6544 | 2436.7902 | 2239.898 | 2118.1857 | 2029.853 | 1960.4773 | 1903.3424 | 1903.3424 | 127.3262 | 113.0989 | 103.1336 | 96.4541 | 91.4228 | 87.3852 | 84.0128 | 84.0128 | [16 empty] | 0.45308 | 0.47565 | 0.49806 | 0.50803 | 0.51677 | 0.52477 | 0.53228 | 0.53228
Electricity | Grid |  | 2020 | Non Dispatchable | Offshore Wind Turbine Class 5 | Wind | ELCWNDGRDWOFC520 | 1 | 0 | 30 | 31.536 | 2842.9529 | 2479.7912 | 2279.4246 | 2155.5644 | 2065.6729 | 1995.073 | 1936.9299 | 1936.9299 | 130.838 | 116.2183 | 105.9781 | 99.1144 | 93.9443 | 89.7954 | 86.3299 | 86.3299 | [16 empty] | 0.44582 | 0.46823 | 0.49052 | 0.50041 | 0.50909 | 0.51704 | 0.52451 | 0.52451
Electricity | Grid |  | 2020 | Non Dispatchable | Offshore Wind Turbine Class 6 | Wind | ELCWNDGRDWOFC620 | 1 | 0 | 30 | 31.536 | 2869.2718 | 2502.7482 | 2300.5266 | 2175.5198 | 2084.7961 | 2013.5426 | 1954.8612 | 1954.8612 | 128.9907 | 114.5774 | 104.4818 | 97.715 | 92.6179 | 88.5275 | 85.111 | 85.111 | [16 empty] | 0.38319 | 0.40412 | 0.42538 | 0.43457 | 0.44273 | 0.45027 | 0.45739 | 0.45739
Electricity | Grid |  | 2020 | Non Dispatchable | Offshore Wind Turbine Class 7 | Wind | ELCWNDGRDWOFC720 | 1 | 0 | 30 | 31.536 | 3131.3689 | 2731.3647 | 2510.6709 | 2374.2452 | 2275.2343 | 2197.4721 | 2133.4304 | 2133.4304 | 123.2685 | 109.4946 | 99.8469 | 93.3802 | 88.5093 | 84.6004 | 81.3354 | 81.3354 | [16 empty] | 0.2967 | 0.31561 | 0.33544 | 0.34368 | 0.35112 | 0.35808 | 0.36472 | 0.36472
Electricity | Grid |  | 2020 | Non Dispatchable | Offshore Wind Turbine Class 8 | Wind | ELCWNDGRDWOFC820 | 1 | 0 | 30 | 31.536 | 3855.1489 | 3380.137 | 3118.0595 | 2956.0516 | 2838.4744 | 2746.1305 | 2670.0798 | 2670.0798 | 89.2484 | 79.9389 | 73.4182 | 69.0476 | 65.7554 | 63.1134 | 60.9067 | 60.9067 | [16 empty] | 0.52376 | 0.54102 | 0.55971 | 0.56718 | 0.57404 | 0.58053 | 0.58678 | 0.58678
Electricity | Grid |  | 2020 | Non Dispatchable | Offshore Wind Turbine Class 9 | Wind | ELCWNDGRDWOFC920 | 1 | 0 | 30 | 31.536 | 3869.7725 | 3392.9588 | 3129.8871 | 2967.2647 | 2849.2415 | 2756.5473 | 2680.2082 | 2680.2082 | 90.2572 | 80.8425 | 74.2481 | 69.8281 | 66.4987 | 63.8268 | 61.5952 | 61.5952 | [16 empty] | 0.51103 | 0.52816 | 0.54676 | 0.55417 | 0.56098 | 0.56744 | 0.57366 | 0.57366
Electricity | Grid |  | 2020 | Non Dispatchable | Offshore Wind Turbine Class 10 | Wind | ELCWNDGRDWOFC1020 | 1 | 0 | 30 | 31.536 | 3976.2331 | 3486.3019 | 3215.9929 | 3048.8966 | 2927.6265 | 2832.3822 | 2753.9429 | 2753.9429 | 93.9139 | 84.1178 | 77.2562 | 72.6571 | 69.1928 | 66.4127 | 64.0907 | 64.0907 | [16 empty] | 0.50203 | 0.51907 | 0.5376 | 0.54497 | 0.55175 | 0.55818 | 0.56438 | 0.56438
Electricity | Grid |  | 2020 | Non Dispatchable | Offshore Wind Turbine Class 11 | Wind | ELCWNDGRDWOFC1120 | 1 | 0 | 30 | 31.536 | 4121.519 | 3613.6864 | 3333.5006 | 3160.2989 | 3034.5978 | 2935.8734 | 2854.568 | 2854.568 | 101.6216 | 91.0215 | 83.5968 | 78.6202 | 74.8716 | 71.8634 | 69.3507 | 69.3507 | [16 empty] | 0.49527 | 0.51225 | 0.53073 | 0.53807 | 0.54483 | 0.55124 | 0.55742 | 0.55742
Electricity | Grid |  | 2020 | Non Dispatchable | Offshore Wind Turbine Class 12 | Wind | ELCWNDGRDWOFC1220 | 1 | 0 | 30 | 31.536 | 4165.6333 | 3652.3652 | 3369.1805 | 3194.1249 | 3067.0784 | 2967.2972 | 2885.1217 | 2885.1217 | 108.1044 | 96.8281 | 88.9297 | 83.6356 | 79.6479 | 76.4478 | 73.7748 | 73.7748 | [16 empty] | 0.46682 | 0.4835 | 0.50179 | 0.50899 | 0.51565 | 0.52198 | 0.52809 | 0.52809
Electricity | Grid |  | 2020 | Non Dispatchable | Offshore Wind Turbine Class 13 | Wind | ELCWNDGRDWOFC1320 | 1 | 0 | 30 | 31.536 | 4170.1455 | 3656.3214 | 3372.83 | 3197.5848 | 3070.4006 | 2970.5114 | 2888.2468 | 2888.2468 | 110.8088 | 99.2504 | 91.1544 | 85.7279 | 81.6405 | 78.3603 | 75.6205 | 75.6205 | [16 empty] | 0.37287 | 0.38861 | 0.40623 | 0.41298 | 0.4193 | 0.42536 | 0.43125 | 0.43125
Electricity | Grid |  | 2020 | Non Dispatchable | Offshore Wind Turbine Class 14 | Wind | ELCWNDGRDWOFC1420 | 1 | 0 | 30 | 31.536 | 4581.0667 | 4016.611 | 3705.1847 | 3512.671 | 3372.9543 | 3263.2221 | 3172.8513 | 3172.8513 | 100.033 | 89.5986 | 82.29 | 77.3912 | 73.7012 | 70.74 | 68.2666 | 68.2666 | [16 empty] | 0.30701 | 0.32208 | 0.33923 | 0.34568 | 0.35176 | 0.35763 | 0.36336 | 0.36336
Electricity | Grid |  | 2020 | Non Dispatchable | Utility PV Class 1 | Solar | ELCSOLGRDUPVC120 | 1 | 0 | 30 | 31.536 | 1408.7256 | 1361.64 | 1133.2996 | 904.9592 | 833.3887 | 761.8182 | 690.2477 | 690.2477 | 25.4749 | 23.1615 | 20.3336 | 17.5477 | 16.7856 | 16.0235 | 15.2615 | 15.2615 | [16 empty] | 0.19687 | 0.20238 | 0.20926 | 0.21614 | 0.22074 | 0.22534 | 0.22995 | 0.22995
Electricity | Grid |  | 2020 | Non Dispatchable | Utility PV Class 2 | Solar | ELCSOLGRDUPVC220 | 1 | 0 | 30 | 31.536 | 1408.7256 | 1361.64 | 1133.2996 | 904.9592 | 833.3887 | 761.8182 | 690.2477 | 690.2477 | 25.4749 | 23.1615 | 20.3336 | 17.5477 | 16.7856 | 16.0235 | 15.2615 | 15.2615 | [16 empty] | 0.22558 | 0.23163 | 0.2392 | 0.24676 | 0.25184 | 0.25692 | 0.262 | 0.262
Electricity | Grid |  | 2020 | Non Dispatchable | Utility PV Class 3 | Solar | ELCSOLGRDUPVC320 | 1 | 0 | 30 | 31.536 | 1408.7256 | 1361.64 | 1133.2996 | 904.9592 | 833.3887 | 761.8182 | 690.2477 | 690.2477 | 25.4749 | 23.1615 | 20.3336 | 17.5477 | 16.7856 | 16.0235 | 15.2615 | 15.2615 | [16 empty] | 0.24738 | 0.2538 | 0.26182 | 0.26984 | 0.27536 | 0.28088 | 0.2864 | 0.2864
Electricity | Grid |  | 2020 | Non Dispatchable | Utility PV Class 4 | Solar | ELCSOLGRDUPVC420 | 1 | 0 | 30 | 31.536 | 1408.7256 | 1361.64 | 1133.2996 | 904.9592 | 833.3887 | 761.8182 | 690.2477 | 690.2477 | 25.4749 | 23.1615 | 20.3336 | 17.5477 | 16.7856 | 16.0235 | 15.2615 | 15.2615 | [16 empty] | 0.27471 | 0.28149 | 0.28997 | 0.29844 | 0.30429 | 0.31014 | 0.31599 | 0.31599
Electricity | Grid |  | 2020 | Non Dispatchable | Utility PV Class 5 | Solar | ELCSOLGRDUPVC520 | 1 | 0 | 30 | 31.536 | 1408.7256 | 1361.64 | 1133.2996 | 904.9592 | 833.3887 | 761.8182 | 690.2477 | 690.2477 | 25.4749 | 23.1615 | 20.3336 | 17.5477 | 16.7856 | 16.0235 | 15.2615 | 15.2615 | [16 empty] | 0.30298 | 0.30975 | 0.31821 | 0.32668 | 0.33273 | 0.33878 | 0.34484 | 0.34484
Electricity | Grid |  | 2020 | Baseload | Deep EGS Binary | Geothermal | ELCGEOGRDDEGSB20 | 1 | 0 | 30 | 31.536 | 31460.6976 | 14377.2737 | 11831.2702 | 10737.0755 | 10471.3195 | 10212.1413 | 9959.378 | 9959.378 | 577.6945 | 475.0691 | 346.7873 | 218.5055 | 218.5055 | 218.5055 | 218.5055 | 218.5055 | [16 empty] | 0.8 | 0.8 | 0.8 | 0.8 | 0.8 | 0.8 | 0.8 | 0.8
Electricity | Grid |  | 2020 | Baseload | Deep EGS Flash | Geothermal | ELCGEOGRDDEGSF20 | 1 | 0 | 30 | 31.536 | 13283.758 | 9637.606 | 8095.1729 | 7384.1476 | 7201.3807 | 7023.1375 | 6849.3061 | 6849.3061 | 226.8514 | 206.9459 | 182.0641 | 157.1823 | 157.1823 | 157.1823 | 157.1823 | 157.1823 | [16 empty] | 0.9 | 0.9 | 0.9 | 0.9 | 0.9 | 0.9 | 0.9 | 0.9
Electricity | Grid |  | 2020 | Baseload | Hydrothermal Binary | Geothermal | ELCGEOGRDHYDB20 | 1 | 0 | 30 | 31.536 | 6833.3613 | 6494.2399 | 5926.5816 | 5566.8368 | 5429.0506 | 5294.6748 | 5163.625 | 5163.625 | 170.8099 | 162.0999 | 151.2123 | 140.3248 | 140.3248 | 140.3248 | 140.3248 | 140.3248 | [16 empty] | 0.8 | 0.8 | 0.8 | 0.8 | 0.8 | 0.8 | 0.8 | 0.8
Electricity | Grid |  | 2020 | Baseload | Hydrothermal Flash | Geothermal | ELCGEOGRDHYDF20 | 1 | 0 | 30 | 31.536 | 5141.5939 | 4951.1173 | 4562.0372 | 4305.0129 | 4198.4584 | 4094.5413 | 3993.1963 | 3993.1963 | 128.4797 | 125.2302 | 121.1684 | 117.1066 | 117.1066 | 117.1066 | 117.1066 | 117.1066 | [16 empty] | 0.9 | 0.9 | 0.9 | 0.9 | 0.9 | 0.9 | 0.9 | 0.9
Electricity | Grid |  | 2020 | Baseload | Near Field EGS Binary | Geothermal | ELCGEOGRDNEGSB20 | 1 | 0 | 30 | 31.536 | 21992.3238 | 12255.1609 | 9454.5181 | 8270.1625 | 8065.4656 | 7865.8353 | 7671.1461 | 7671.1461 | 511.6925 | 423.2167 | 312.622 | 202.0274 | 202.0274 | 202.0274 | 202.0274 | 202.0274 | [16 empty] | 0.8 | 0.8 | 0.8 | 0.8 | 0.8 | 0.8 | 0.8 | 0.8
Electricity | Grid |  | 2020 | Baseload | Near Field EGS Flash | Geothermal | ELCGEOGRDNEGSF20 | 1 | 0 | 30 | 31.536 | 10912.2387 | 8830.3734 | 7281.7718 | 6496.0134 | 6335.229 | 6178.4242 | 6025.5005 | 6025.5005 | 229.0318 | 208.8187 | 183.5523 | 158.2859 | 158.2859 | 158.2859 | 158.2859 | 158.2859 | [16 empty] | 0.9 | 0.9 | 0.9 | 0.9 | 0.9 | 0.9 | 0.9 | 0.9
Electricity | Grid |  | 2020 | Baseload | Nuclear Power Plant | Uranium | ELCURNGRDNUCPP20 | 1 |  | 60 | 31.536 | 8444.1993 | 7250.8324 | 6914.1113 | 6684.4877 | 6448.5118 | 6226.9914 | 5964.6352 | 5964.6352 | 172.0122 | 172.0122 | 172.0122 | 172.0122 | 172.0122 | 172.0122 | 172.0122 | 172.0122 | 0.77583 | 0.77583 | 0.77583 | 0.77583 | 0.77583 | 0.77583 | 0.77583 | 0.77583 | 0.32661 | 0.32661 | 0.32661 | 0.32661 | 0.32661 | 0.32661 | 0.32661 | 0.32661 | 0.927 | 0.927 | 0.927 | 0.927 | 0.927 | 0.927 | 0.927 | 0.927
Electricity | Grid |  | 2020 | Baseload | Small Modular Reactor | Uranium | ELCURNGRDSMRPP20 | 1 |  | 45 | 31.536 | 9065.383 | 7918.8504 | 7552.3338 | 7302.7832 | 7046.2922 | 6805.5984 | 6520.2689 | 6520.2689 | 134.335 | 134.335 | 134.335 | 134.335 | 134.335 | 134.335 | 134.335 | 134.335 | 0.98314 | 0.98314 | 0.98314 | 0.98314 | 0.98314 | 0.98314 | 0.98314 | 0.98314 | 0.32661 | 0.32661 | 0.32661 | 0.32661 | 0.32661 | 0.32661 | 0.32661 | 0.32661 | 0.927 | 0.927 | 0.927 | 0.927 | 0.927 | 0.927 | 0.927 | 0.927
Electricity | Grid |  | 2020 | Dispatchable | Dedicated Biopower Plant | Biomass | ELCBIOGRDBIODPP20 | 1 |  | 15 | 31.536 | 5427.3483 | 4740.3001 | 4519.7512 | 4369.112 | 4214.772 | 4069.8801 | 3897.253 | 3897.253 | 177.7791 | 177.7791 | 177.7791 | 177.7791 | 177.7791 | 177.7791 | 177.7791 | 177.7791 | 1.5831 | 1.5831 | 1.5831 | 1.5831 | 1.5831 | 1.5831 | 1.5831 | 1.5831 | 0.25275 | 0.25275 | 0.25275 | 0.25275 | 0.25275 | 0.25275 | 0.25275 | 0.25275 | 0.635 | 0.635 | 0.635 | 0.635 | 0.635 | 0.635 | 0.635 | 0.635
Electricity | Grid |  | 2020 | Storage | Utility-Scale Battery Storage 10H | Storage | ELCSTGGRDUBES10H20 | 1 |  | 15 | 31.536 | 3979.7975 | 3570.9589 | 2904.7141 | 2659.4797 | 2415.0338 | 2171.5587 | 1929.2968 | 1929.2968 | 99.4949 | 89.274 | 72.6179 | 66.487 | 60.3758 | 54.289 | 48.2324 | 48.2324 | [16 empty] | 0.41667 | 0.41667 | 0.41667 | 0.41667 | 0.41667 | 0.41667 | 0.41667 | 0.41667
Electricity | Grid |  | 2020 | Storage | Utility-Scale Battery Storage 2H | Storage | ELCSTGGRDUBES2H20 | 1 |  | 15 | 31.536 | 1066.482 | 974.9878 | 846.7851 | 788.5721 | 730.1218 | 671.3794 | 612.272 | 612.272 | 26.6621 | 24.3747 | 21.1696 | 19.7143 | 18.253 | 16.7845 | 15.3068 | 15.3068 | [16 empty] | 0.083333 | 0.083333 | 0.083333 | 0.083333 | 0.083333 | 0.083333 | 0.083333 | 0.083333
Electricity | Grid |  | 2020 | Storage | Utility-Scale Battery Storage 4H | Storage | ELCSTGGRDUBES4H20 | 1 |  | 15 | 31.536 | 1794.8109 | 1623.9805 | 1361.2674 | 1256.299 | 1151.3498 | 1046.4242 | 941.5282 | 941.5282 | 44.8703 | 40.5995 | 34.0317 | 31.4075 | 28.7837 | 26.1606 | 23.5382 | 23.5382 | [16 empty] | 0.16667 | 0.16667 | 0.16667 | 0.16667 | 0.16667 | 0.16667 | 0.16667 | 0.16667
Electricity | Grid |  | 2020 | Storage | Utility-Scale Battery Storage 6H | Storage | ELCSTGGRDUBES6H20 | 1 |  | 15 | 31.536 | 2523.1398 | 2272.9733 | 1875.7496 | 1724.0259 | 1572.5778 | 1421.469 | 1270.7844 | 1270.7844 | 63.0785 | 56.8243 | 46.8937 | 43.1006 | 39.3144 | 35.5367 | 31.7696 | 31.7696 | [16 empty] | 0.25 | 0.25 | 0.25 | 0.25 | 0.25 | 0.25 | 0.25 | 0.25
Electricity | Grid |  | 2020 | Storage | Utility-Scale Battery Storage 8H | Storage | ELCSTGGRDUBES8H20 | 1 |  | 15 | 31.536 | 3251.4686 | 2921.9661 | 2390.2319 | 2191.7528 | 1993.8058 | 1796.5139 | 1600.0406 | 1600.0406 | 81.2867 | 73.0492 | 59.7558 | 54.7938 | 49.8451 | 44.9128 | 40.001 | 40.001 | [16 empty] | 0.33333 | 0.33333 | 0.33333 | 0.33333 | 0.33333 | 0.33333 | 0.33333 | 0.33333
Electricity | Grid |  | 2020 | Dispatchable | Coal Power Plant w/ 95% CCS | Coal | ELCCOAGRD95CCS20 | 1 |  | 30 | 31.536 | 5365.9379 | 5176.1953 | 4859.8069 | 4543.5316 | 4295.7808 | 4048.0299 | 3800.279 | 3800.279 | 138.0666 | 135.2396 | 127.8897 | 120.6528 | 114.8858 | 109.1189 | 103.352 | 103.352 | 4.6142 | 4.4885 | 4.2781 | 4.0708 | 3.9985 | 3.9231 | 3.8509 | 3.8509 | 0.31195 | 0.31685 | 0.32534 | 0.33429 | 0.33429 | 0.33429 | 0.33429 | 0.33429 | 0.9 | 0.9 | 0.9 | 0.9 | 0.9 | 0.9 | 0.9 | 0.9
Electricity | Grid |  | 2020 | Dispatchable | Coal Power Plant w/ 99% CCS | Coal | ELCCOAGRD99CCS20 | 1 |  | 30 | 31.536 | 5490.096 | 5291.7596 | 4961.1236 | 4630.4875 | 4377.9875 | 4125.6004 | 3873.1004 | 3873.1004 | 140.8935 | 137.8404 | 130.2643 | 122.5751 | 116.6951 | 110.9282 | 105.0482 | 105.0482 | 4.7272 | 4.5953 | 4.3754 | 4.1587 | 4.0833 | 4.0079 | 3.9326 | 3.9326 | 0.30696 | 0.31195 | 0.3206 | 0.32974 | 0.32974 | 0.32974 | 0.32974 | 0.32974 | 0.9 | 0.9 | 0.9 | 0.9 | 0.9 | 0.9 | 0.9 | 0.9
Electricity | Grid |  | 2020 | Dispatchable | Coal Power Plant Conventional | Coal | ELCCOAGRDCONV20 | 1 |  | 30 | 31.536 | 3230.2598 | 3177.453 | 3089.5925 | 3001.6188 | 2857.6723 | 2713.8389 | 2569.8923 | 2569.8923 | 87.7475 | 86.8428 | 84.9205 | 82.8852 | 79.4929 | 76.2136 | 72.8213 | 72.8213 | 2.6573 | 2.6259 | 2.5694 | 2.516 | 2.472 | 2.4311 | 2.3872 | 2.3872 | 0.4019 | 0.40529 | 0.4111 | 0.41703 | 0.41703 | 0.41703 | 0.41703 | 0.41703 | 0.9 | 0.9 | 0.9 | 0.9 | 0.9 | 0.9 | 0.9 | 0.9
Electricity | Grid |  | 2020 | Dispatchable | Coal Power Plant IGCC | Coal | ELCCOAGRDIGCC20 | 1 |  | 30 | 31.536 | 5656.5448 | 5623.0741 | 5567.3273 | 5511.6936 | 5455.9469 | 5400.3132 | 5344.5664 | 5344.5664 | 169.728 | 169.1626 | 167.6926 | 166.1096 | 164.6396 | 163.0565 | 161.5865 | 161.5865 | 4.6393 | 4.6173 | 4.5827 | 4.5482 | 4.5105 | 4.4759 | 4.4414 | 4.4414 | 0.41071 | 0.41071 | 0.41071 | 0.41071 | 0.41071 | 0.41071 | 0.41071 | 0.41071 | 0.9 | 0.9 | 0.9 | 0.9 | 0.9 | 0.9 | 0.9 | 0.9
Electricity | Grid |  | 2020 | Dispatchable | Retrofit Coal Power Plant w/ 90% CCS | Coal | ELCCOAGRD90RCCS20 | 1 |  | 30 | 31.536 | 2270.1262 | 2135.4519 | 1910.7687 | 1686.1985 | 1593.7019 | 1501.0921 | 1408.5954 | 1408.5954 | 162.378 | 158.7596 | 152.6534 | 146.4342 | 141.2327 | 135.9181 | 130.7166 | 130.7166 | 5.0288 | 4.9377 | 4.7838 | 4.633 | 4.567 | 4.4979 | 4.432 | 4.432 | 0.29385 | 0.29604 | 0.29973 | 0.30354 | 0.30354 | 0.30354 | 0.30354 | 0.30354 | 0.9 | 0.9 | 0.9 | 0.9 | 0.9 | 0.9 | 0.9 | 0.9
Electricity | Grid |  | 2020 | Dispatchable | Retrofit Coal Power Plant w/ 95% CCS | Coal | ELCCOAGRD95RCCS20 | 1 |  | 30 | 31.536 | 2372.3475 | 2230.7755 | 1994.6716 | 1758.6807 | 1662.1132 | 1565.6589 | 1469.2045 | 1469.2045 | 166.3357 | 162.4911 | 155.9327 | 149.4873 | 144.0596 | 138.745 | 133.3173 | 133.3173 | 5.145 | 5.0508 | 4.8906 | 4.7304 | 4.6613 | 4.5922 | 4.5231 | 4.5231 | 0.28934 | 0.29164 | 0.29553 | 0.29952 | 0.29952 | 0.29952 | 0.29952 | 0.29952 | 0.9 | 0.9 | 0.9 | 0.9 | 0.9 | 0.9 | 0.9 | 0.9
Electricity | Grid |  | 2020 | Dispatchable | F-Frame Combustion Turbine | Natural gas | ELCNGAGRDFFCT20 | 1 |  | 30 | 31.536 | 1133.7062 | 1106.7939 | 1062.0156 | 1017.2373 | 972.3458 | 927.5675 | 882.7892 | 882.7892 | 27.1384 | 26.6861 | 25.8945 | 25.2161 | 24.4245 | 23.633 | 22.9546 | 22.9546 | 2.0228 | 2.0228 | 2.0228 | 2.0228 | 2.0228 | 2.0228 | 2.0228 | 2.0228 | 0.35115 | 0.35115 | 0.35115 | 0.35115 | 0.35115 | 0.35115 | 0.35115 | 0.35115 | 0.9 | 0.9 | 0.9 | 0.9 | 0.9 | 0.9 | 0.9 | 0.9
Electricity | Grid |  | 2020 | Dispatchable | F-Frame Combined Cycle | Natural gas | ELCNGAGRDFFCC20 | 1 |  | 30 | 31.536 | 1262.3874 | 1229.7082 | 1175.2053 | 1120.7024 | 1074.5671 | 1028.4318 | 982.4097 | 982.4097 | 35.1668 | 34.1491 | 32.453 | 30.6438 | 29.513 | 28.3822 | 27.2515 | 27.2515 | 0.61564 | 0.59993 | 0.57795 | 0.55596 | 0.54025 | 0.52455 | 0.50884 | 0.50884 | 0.53625 | 0.54024 | 0.54699 | 0.55401 | 0.55401 | 0.55401 | 0.55401 | 0.55401 | 0.9 | 0.9 | 0.9 | 0.9 | 0.9 | 0.9 | 0.9 | 0.9
Electricity | Grid |  | 2020 | Dispatchable | F-Frame Combined Cycle w/ 95% CCS | Natural gas | ELCNGAGRDFFCC95CCS20 | 1 |  | 30 | 31.536 | 2692.9197 | 2538.7962 | 2281.8862 | 2024.9761 | 1909.2987 | 1793.7344 | 1678.1701 | 1678.1701 | 72.0298 | 67.959 | 61.0614 | 54.1637 | 51.3368 | 48.5099 | 45.683 | 45.683 | 1.4543 | 1.3883 | 1.2753 | 1.1653 | 1.1245 | 1.0837 | 1.0428 | 1.0428 | 0.4726 | 0.47829 | 0.48815 | 0.49834 | 0.49834 | 0.49834 | 0.49834 | 0.49834 | 0.9 | 0.9 | 0.9 | 0.9 | 0.9 | 0.9 | 0.9 | 0.9
Electricity | Grid |  | 2020 | Dispatchable | F-Frame Combined Cycle w/ 97% CCS | Natural gas | ELCNGAGRDFFCC97CCS20 | 1 |  | 30 | 31.536 | 2734.0796 | 2576.3377 | 2313.4345 | 2050.5314 | 1933.4971 | 1816.4628 | 1699.3154 | 1699.3154 | 73.0475 | 68.8637 | 61.8529 | 54.8422 | 52.0152 | 49.0753 | 46.2483 | 46.2483 | 1.4794 | 1.4103 | 1.2972 | 1.1842 | 1.1433 | 1.1025 | 1.0617 | 1.0617 | 0.46999 | 0.47583 | 0.48571 | 0.4961 | 0.4961 | 0.4961 | 0.4961 | 0.4961 | 0.9 | 0.9 | 0.9 | 0.9 | 0.9 | 0.9 | 0.9 | 0.9
Electricity | Grid |  | 2020 | Dispatchable | Retrofit F-Frame Combined Cycle w/ 90% CCS | Natural gas | ELCNGAGRDFFCC90RCCS20 | 1 |  | 30 | 31.536 | 1410.6308 | 1322.9964 | 1176.9014 | 1030.8065 | 971.7805 | 912.8675 | 853.8415 | 853.8415 | 72.9344 | 70.4467 | 66.2629 | 62.1921 | 59.2521 | 56.3122 | 53.3722 | 53.3722 | 1.4543 | 1.4103 | 1.3381 | 1.269 | 1.225 | 1.1842 | 1.1402 | 1.1402 | 0.47273 | 0.47457 | 0.47769 | 0.48079 | 0.48079 | 0.48079 | 0.48079 | 0.48079 | 0.9 | 0.9 | 0.9 | 0.9 | 0.9 | 0.9 | 0.9 | 0.9
Electricity | Grid |  | 2020 | Dispatchable | Retrofit F-Frame Combined Cycle w/ 95% CCS | Natural gas | ELCNGAGRDFFCC95RCCS20 | 1 |  | 30 | 31.536 | 1473.2753 | 1381.2309 | 1227.899 | 1074.454 | 1012.9404 | 951.5397 | 890.0261 | 890.0261 | 74.6306 | 72.0298 | 67.7329 | 63.436 | 60.3829 | 57.3298 | 54.3899 | 54.3899 | 1.492 | 1.448 | 1.3726 | 1.2972 | 1.2564 | 1.2124 | 1.1685 | 1.1685 | 0.46935 | 0.47123 | 0.4745 | 0.47782 | 0.47782 | 0.47782 | 0.47782 | 0.47782 | 0.9 | 0.9 | 0.9 | 0.9 | 0.9 | 0.9 | 0.9 | 0.9
Electricity | Grid |  | 2020 | Dispatchable | H-Frame Combined Cycle | Natural gas | ELCNGAGRDHFCC20 | 1 |  | 30 | 31.536 | 1298.3457 | 1261.1435 | 1199.0645 | 1137.0985 | 1090.3978 | 1043.5841 | 996.8835 | 996.8835 | 34.8276 | 33.8099 | 32.1138 | 30.4176 | 29.2868 | 28.1561 | 27.0253 | 27.0253 | 0.61564 | 0.59993 | 0.57795 | 0.55596 | 0.54025 | 0.52141 | 0.5057 | 0.5057 | 0.5507 | 0.5532 | 0.55736 | 0.56167 | 0.56167 | 0.56167 | 0.56167 | 0.56167 | 0.9 | 0.9 | 0.9 | 0.9 | 0.9 | 0.9 | 0.9 | 0.9
Electricity | Grid |  | 2020 | Dispatchable | H-Frame Combined Cycle w/ 95% CCS | Natural gas | ELCNGAGRDHFCC95CCS20 | 1 |  | 30 | 31.536 | 2561.5246 | 2424.3627 | 2195.8349 | 1967.4201 | 1854.9089 | 1742.3976 | 1629.8864 | 1629.8864 | 67.0544 | 63.5491 | 57.7822 | 51.9022 | 49.1883 | 46.3614 | 43.6476 | 43.6476 | 1.382 | 1.3255 | 1.2281 | 1.1339 | 1.0931 | 1.0522 | 1.0145 | 1.0145 | 0.48696 | 0.49131 | 0.49863 | 0.50625 | 0.50625 | 0.50625 | 0.50625 | 0.50625 | 0.9 | 0.9 | 0.9 | 0.9 | 0.9 | 0.9 | 0.9 | 0.9
Electricity | Grid |  | 2020 | Dispatchable | H-Frame Combined Cycle w/ 97% CCS | Natural gas | ELCNGAGRDHFCC97CCS20 | 1 |  | 30 | 31.536 | 2598.1615 | 2458.0595 | 2224.5563 | 1991.0531 | 1877.185 | 1763.3168 | 1649.5617 | 1649.5617 | 67.959 | 64.4537 | 58.4606 | 52.4676 | 49.7537 | 46.9268 | 44.0999 | 44.0999 | 1.4072 | 1.3475 | 1.2501 | 1.1496 | 1.1119 | 1.0711 | 1.0303 | 1.0303 | 0.48434 | 0.48871 | 0.49624 | 0.50393 | 0.50393 | 0.50393 | 0.50393 | 0.50393 | 0.9 | 0.9 | 0.9 | 0.9 | 0.9 | 0.9 | 0.9 | 0.9
Electricity | Grid |  | 2020 | Dispatchable | Retrofit H-Frame Combined Cycle w/ 90% CCS | Natural gas | ELCNGAGRDHFCC90RCCS20 | 1 |  | 30 | 31.536 | 1226.0898 | 1149.9892 | 1023.2303 | 896.4714 | 845.1346 | 793.7979 | 742.4611 | 742.4611 | 67.846 | 65.5844 | 61.966 | 58.2345 | 55.4075 | 52.5806 | 49.7537 | 49.7537 | 1.382 | 1.3444 | 1.2784 | 1.2124 | 1.1716 | 1.1308 | 1.0899 | 1.0899 | 0.48738 | 0.48927 | 0.49244 | 0.49566 | 0.49566 | 0.49566 | 0.49566 | 0.49566 | 0.9 | 0.9 | 0.9 | 0.9 | 0.9 | 0.9 | 0.9 | 0.9
Electricity | Grid |  | 2020 | Dispatchable | Retrofit H-Frame Combined Cycle w/ 95% CCS | Natural gas | ELCNGAGRDHFCC95RCCS20 | 1 |  | 30 | 31.536 | 1280.8189 | 1200.8737 | 1067.6694 | 934.4652 | 880.9799 | 827.4947 | 774.0095 | 774.0095 | 69.316 | 67.0544 | 63.2098 | 59.3652 | 56.4252 | 53.5983 | 50.6583 | 50.6583 | 1.4166 | 1.3758 | 1.3098 | 1.2407 | 1.1999 | 1.159 | 1.1182 | 1.1182 | 0.48392 | 0.48592 | 0.48927 | 0.49273 | 0.49273 | 0.49273 | 0.49273 | 0.49273 | 0.9 | 0.9 | 0.9 | 0.9 | 0.9 | 0.9 | 0.9 | 0.9
Electricity | Decentralized |  | 2020 | Non Dispatchable | Commercial DW - Class 10 | Wind | ELCWNDDCECDWC1020 | 1 | 233.3932 | 30 | 31.536 | 4917.4185 | 4821.6848 | 2984.1898 | 2539.1897 | 2093.98 | 1896.0959 | 1698.2119 | 1698.2119 | 41.2712 | 40.6082 | 39.7794 | 39.1579 | 38.5363 | 37.9148 | 37.2932 | 37.2932 | [16 empty] | 0.12696 | 0.16914 | 0.22188 | 0.22188 | 0.22188 | 0.22188 | 0.22188 | 0.22188
Electricity | Decentralized |  | 2020 | Non Dispatchable | Commercial DW - Class 1 | Wind | ELCWNDDCECDWC120 | 1 | 233.3932 | 30 | 31.536 | 4917.4185 | 4821.6848 | 2984.1898 | 2539.1897 | 2093.98 | 1896.0959 | 1698.2119 | 1698.2119 | 41.2712 | 40.6082 | 39.7794 | 39.1579 | 38.5363 | 37.9148 | 37.2932 | 37.2932 | [16 empty] | 0.45206 | 0.50556 | 0.57245 | 0.57245 | 0.57245 | 0.57245 | 0.57245 | 0.57245
Electricity | Decentralized |  | 2020 | Non Dispatchable | Commercial DW - Class 2 | Wind | ELCWNDDCECDWC220 | 1 | 233.3932 | 30 | 31.536 | 4917.4185 | 4821.6848 | 2984.1898 | 2539.1897 | 2093.98 | 1896.0959 | 1698.2119 | 1698.2119 | 41.2712 | 40.6082 | 39.7794 | 39.1579 | 38.5363 | 37.9148 | 37.2932 | 37.2932 | [16 empty] | 0.41203 | 0.46774 | 0.53738 | 0.53738 | 0.53738 | 0.53738 | 0.53738 | 0.53738
Electricity | Decentralized |  | 2020 | Non Dispatchable | Commercial DW - Class 3 | Wind | ELCWNDDCECDWC320 | 1 | 233.3932 | 30 | 31.536 | 4917.4185 | 4821.6848 | 2984.1898 | 2539.1897 | 2093.98 | 1896.0959 | 1698.2119 | 1698.2119 | 41.2712 | 40.6082 | 39.7794 | 39.1579 | 38.5363 | 37.9148 | 37.2932 | 37.2932 | [16 empty] | 0.3982 | 0.45452 | 0.52492 | 0.52492 | 0.52492 | 0.52492 | 0.52492 | 0.52492
Electricity | Decentralized |  | 2020 | Non Dispatchable | Commercial DW - Class 4 | Wind | ELCWNDDCECDWC420 | 1 | 233.3932 | 30 | 31.536 | 4917.4185 | 4878.2231 | 3372.0239 | 2767.064 | 2154.1096 | 1956.2255 | 1758.3414 | 1758.3414 | 41.2712 | 40.6082 | 39.7794 | 39.1579 | 38.5363 | 37.9148 | 37.2932 | 37.2932 | [16 empty] | 0.38392 | 0.44077 | 0.51184 | 0.51184 | 0.51184 | 0.51184 | 0.51184 | 0.51184
Electricity | Decentralized |  | 2020 | Non Dispatchable | Commercial DW - Class 5 | Wind | ELCWNDDCECDWC520 | 1 | 233.3932 | 30 | 31.536 | 4917.4185 | 4821.6848 | 2984.1898 | 2539.1897 | 2093.98 | 1896.0959 | 1698.2119 | 1698.2119 | 41.2712 | 40.6082 | 39.7794 | 39.1579 | 38.5363 | 37.9148 | 37.2932 | 37.2932 | [16 empty] | 0.36634 | 0.42373 | 0.49546 | 0.49546 | 0.49546 | 0.49546 | 0.49546 | 0.49546
Electricity | Decentralized |  | 2020 | Non Dispatchable | Commercial DW - Class 6 | Wind | ELCWNDDCECDWC620 | 1 | 233.3932 | 30 | 31.536 | 4917.4185 | 4821.6848 | 2984.1898 | 2539.1897 | 2093.98 | 1896.0959 | 1698.2119 | 1698.2119 | 41.2712 | 40.6082 | 39.7794 | 39.1579 | 38.5363 | 37.9148 | 37.2932 | 37.2932 | [16 empty] | 0.3402 | 0.39805 | 0.47036 | 0.47036 | 0.47036 | 0.47036 | 0.47036 | 0.47036
Electricity | Decentralized |  | 2020 | Non Dispatchable | Commercial DW - Class 7 | Wind | ELCWNDDCECDWC720 | 1 | 233.3932 | 30 | 31.536 | 4917.4185 | 4821.6848 | 2984.1898 | 2539.1897 | 2093.98 | 1896.0959 | 1698.2119 | 1698.2119 | 41.2712 | 40.6082 | 39.7794 | 39.1579 | 38.5363 | 37.9148 | 37.2932 | 37.2932 | [16 empty] | 0.3037 | 0.36152 | 0.43379 | 0.43379 | 0.43379 | 0.43379 | 0.43379 | 0.43379
Electricity | Decentralized |  | 2020 | Non Dispatchable | Commercial DW - Class 8 | Wind | ELCWNDDCECDWC820 | 1 | 233.3932 | 30 | 31.536 | 4917.4185 | 4821.6848 | 2984.1898 | 2539.1897 | 2093.98 | 1896.0959 | 1698.2119 | 1698.2119 | 41.2712 | 40.6082 | 39.7794 | 39.1579 | 38.5363 | 37.9148 | 37.2932 | 37.2932 | [16 empty] | 0.25941 | 0.31662 | 0.38813 | 0.38813 | 0.38813 | 0.38813 | 0.38813 | 0.38813
Electricity | Decentralized |  | 2020 | Non Dispatchable | Commercial DW - Class 9 | Wind | ELCWNDDCECDWC920 | 1 | 233.3932 | 30 | 31.536 | 4917.4185 | 4821.6848 | 2984.1898 | 2539.1897 | 2093.98 | 1896.0959 | 1698.2119 | 1698.2119 | 41.2712 | 40.6082 | 39.7794 | 39.1579 | 38.5363 | 37.9148 | 37.2932 | 37.2932 | [16 empty] | 0.21153 | 0.26518 | 0.33224 | 0.33224 | 0.33224 | 0.33224 | 0.33224 | 0.33224
Electricity | Decentralized |  | 2020 | Non Dispatchable | Residential DW - Class 10 | Wind | ELCWNDDCERDWC1020 | 1 | 233.3932 | 30 | 31.536 | 6549.0142 | 6421.1426 | 3968.0772 | 3222.0032 | 2629.6923 | 2226.8699 | 1953.2584 | 1953.2584 | 41.2712 | 40.6082 | 39.7794 | 39.1579 | 38.5363 | 37.9148 | 37.2932 | 37.2932 | [16 empty] | 0.1858 | 0.19076 | 0.19696 | 0.19696 | 0.19696 | 0.19696 | 0.19696 | 0.19696
Electricity | Decentralized |  | 2020 | Non Dispatchable | Residential DW - Class 1 | Wind | ELCWNDDCERDWC120 | 1 | 233.3932 | 30 | 31.536 | 6549.0142 | 6421.1426 | 3968.0772 | 3222.0032 | 2629.6923 | 2226.8699 | 1953.2584 | 1953.2584 | 41.2712 | 40.6082 | 39.7794 | 39.1579 | 38.5363 | 37.9148 | 37.2932 | 37.2932 | [16 empty] | 0.39759 | 0.44042 | 0.49395 | 0.49395 | 0.49395 | 0.49395 | 0.49395 | 0.49395
Electricity | Decentralized |  | 2020 | Non Dispatchable | Residential DW - Class 2 | Wind | ELCWNDDCERDWC220 | 1 | 233.3932 | 30 | 31.536 | 6549.0142 | 6421.1426 | 3968.0772 | 3222.0032 | 2629.6923 | 2226.8699 | 1953.2584 | 1953.2584 | 41.2712 | 40.6082 | 39.7794 | 39.1579 | 38.5363 | 37.9148 | 37.2932 | 37.2932 | [16 empty] | 0.36632 | 0.409 | 0.46236 | 0.46236 | 0.46236 | 0.46236 | 0.46236 | 0.46236
Electricity | Decentralized |  | 2020 | Non Dispatchable | Residential DW - Class 3 | Wind | ELCWNDDCERDWC320 | 1 | 233.3932 | 30 | 31.536 | 6549.0142 | 6421.1426 | 3968.0772 | 3222.0032 | 2629.6923 | 2226.8699 | 1953.2584 | 1953.2584 | 41.2712 | 40.6082 | 39.7794 | 39.1579 | 38.5363 | 37.9148 | 37.2932 | 37.2932 | [16 empty] | 0.3552 | 0.39816 | 0.45185 | 0.45185 | 0.45185 | 0.45185 | 0.45185 | 0.45185
Electricity | Decentralized |  | 2020 | Non Dispatchable | Residential DW - Class 4 | Wind | ELCWNDDCERDWC420 | 1 | 233.3932 | 30 | 31.536 | 6549.0142 | 6421.1426 | 3968.0772 | 3222.0032 | 2629.6923 | 2226.8699 | 1953.2584 | 1953.2584 | 41.2712 | 40.6082 | 39.7794 | 39.1579 | 38.5363 | 37.9148 | 37.2932 | 37.2932 | [16 empty] | 0.34361 | 0.38677 | 0.44073 | 0.44073 | 0.44073 | 0.44073 | 0.44073 | 0.44073
Electricity | Decentralized |  | 2020 | Non Dispatchable | Residential DW - Class 5 | Wind | ELCWNDDCERDWC520 | 1 | 233.3932 | 30 | 31.536 | 6549.0142 | 6421.1426 | 3968.0772 | 3222.0032 | 2629.6923 | 2226.8699 | 1953.2584 | 1953.2584 | 41.2712 | 40.6082 | 39.7794 | 39.1579 | 38.5363 | 37.9148 | 37.2932 | 37.2932 | [16 empty] | 0.32921 | 0.37244 | 0.42649 | 0.42649 | 0.42649 | 0.42649 | 0.42649 | 0.42649
Electricity | Decentralized |  | 2020 | Non Dispatchable | Residential DW - Class 6 | Wind | ELCWNDDCERDWC620 | 1 | 233.3932 | 30 | 31.536 | 6549.0142 | 6421.1426 | 3968.0772 | 3222.0032 | 2629.6923 | 2226.8699 | 1953.2584 | 1953.2584 | 41.2712 | 40.6082 | 39.7794 | 39.1579 | 38.5363 | 37.9148 | 37.2932 | 37.2932 | [16 empty] | 0.3073 | 0.3505 | 0.40451 | 0.40451 | 0.40451 | 0.40451 | 0.40451 | 0.40451
Electricity | Decentralized |  | 2020 | Non Dispatchable | Residential DW - Class 7 | Wind | ELCWNDDCERDWC720 | 1 | 233.3932 | 30 | 31.536 | 6549.0142 | 6421.1426 | 3968.0772 | 3222.0032 | 2629.6923 | 2226.8699 | 1953.2584 | 1953.2584 | 41.2712 | 40.6082 | 39.7794 | 39.1579 | 38.5363 | 37.9148 | 37.2932 | 37.2932 | [16 empty] | 0.27664 | 0.31919 | 0.37238 | 0.37238 | 0.37238 | 0.37238 | 0.37238 | 0.37238
Electricity | Decentralized |  | 2020 | Non Dispatchable | Residential DW - Class 8 | Wind | ELCWNDDCERDWC820 | 1 | 233.3932 | 30 | 31.536 | 6549.0142 | 6421.1426 | 3968.0772 | 3222.0032 | 2629.6923 | 2226.8699 | 1953.2584 | 1953.2584 | 41.2712 | 40.6082 | 39.7794 | 39.1579 | 38.5363 | 37.9148 | 37.2932 | 37.2932 | [16 empty] | 0.23933 | 0.28031 | 0.33153 | 0.33153 | 0.33153 | 0.33153 | 0.33153 | 0.33153
Electricity | Decentralized |  | 2020 | Non Dispatchable | Residential DW - Class 9 | Wind | ELCWNDDCERDWC920 | 1 | 233.3932 | 30 | 31.536 | 6549.0142 | 6421.1426 | 3968.0772 | 3222.0032 | 2629.6923 | 2226.8699 | 1953.2584 | 1953.2584 | 41.2712 | 40.6082 | 39.7794 | 39.1579 | 38.5363 | 37.9148 | 37.2932 | 37.2932 | [16 empty] | 0.19939 | 0.23759 | 0.28533 | 0.28533 | 0.28533 | 0.28533 | 0.28533 | 0.28533
Electricity | Decentralized |  | 2020 | Non Dispatchable | Residential PV - Class 10 | Solar | ELCSOLDCERDPV1020 | 1 | 700.1796 | 30 | 31.536 | 3232.5546 | 2974.9201 | 2378.9028 | 1782.8855 | 1610.1996 | 1437.5137 | 1264.8278 | 1264.8278 | 34.2934 | 31.7845 | 26.1081 | 20.4318 | 18.7871 | 17.1425 | 15.4979 | 15.4979 | [16 empty] | 0.11992 | 0.12042 | 0.12106 | 0.1217 | 0.12274 | 0.12379 | 0.12484 | 0.12484
Electricity | Decentralized |  | 2020 | Non Dispatchable | Residential PV - Class 1 | Solar | ELCSOLDCERDPV120 | 1 | 700.1796 | 30 | 31.536 | 3232.5546 | 2974.9201 | 2378.9028 | 1782.8855 | 1610.1996 | 1437.5137 | 1264.8278 | 1264.8278 | 34.2934 | 31.7845 | 26.1081 | 20.4318 | 18.7871 | 17.1425 | 15.4979 | 15.4979 | [16 empty] | 0.18503 | 0.18582 | 0.1868 | 0.18778 | 0.1894 | 0.19101 | 0.19263 | 0.19263
Electricity | Decentralized |  | 2020 | Non Dispatchable | Residential PV - Class 2 | Solar | ELCSOLDCERDPV220 | 1 | 700.1796 | 30 | 31.536 | 3232.5546 | 2974.9201 | 2378.9028 | 1782.8855 | 1610.1996 | 1437.5137 | 1264.8278 | 1264.8278 | 34.2934 | 31.7845 | 26.1081 | 20.4318 | 18.7871 | 17.1425 | 15.4979 | 15.4979 | [16 empty] | 0.18217 | 0.18294 | 0.18391 | 0.18488 | 0.18647 | 0.18806 | 0.18965 | 0.18965
Electricity | Decentralized |  | 2020 | Non Dispatchable | Residential PV - Class 3 | Solar | ELCSOLDCERDPV320 | 1 | 700.1796 | 30 | 31.536 | 3232.5546 | 2974.9201 | 2378.9028 | 1782.8855 | 1610.1996 | 1437.5137 | 1264.8278 | 1264.8278 | 34.2934 | 31.7845 | 26.1081 | 20.4318 | 18.7871 | 17.1425 | 15.4979 | 15.4979 | [16 empty] | 0.16995 | 0.17067 | 0.17157 | 0.17247 | 0.17396 | 0.17544 | 0.17693 | 0.17693
Electricity | Decentralized |  | 2020 | Non Dispatchable | Residential PV - Class 4 | Solar | ELCSOLDCERDPV420 | 1 | 700.1796 | 30 | 31.536 | 3232.5546 | 2974.9201 | 2378.9028 | 1782.8855 | 1610.1996 | 1437.5137 | 1264.8278 | 1264.8278 | 34.2934 | 31.7845 | 26.1081 | 20.4318 | 18.7871 | 17.1425 | 15.4979 | 15.4979 | [16 empty] | 0.1606 | 0.16128 | 0.16213 | 0.16298 | 0.16438 | 0.16579 | 0.16719 | 0.16719
Electricity | Decentralized |  | 2020 | Non Dispatchable | Residential PV - Class 5 | Solar | ELCSOLDCERDPV520 | 1 | 700.1796 | 30 | 31.536 | 3232.5546 | 2974.9201 | 2378.9028 | 1782.8855 | 1610.1996 | 1437.5137 | 1264.8278 | 1264.8278 | 34.2934 | 31.7845 | 26.1081 | 20.4318 | 18.7871 | 17.1425 | 15.4979 | 15.4979 | [16 empty] | 0.15211 | 0.15276 | 0.15356 | 0.15437 | 0.1557 | 0.15703 | 0.15836 | 0.15836
Electricity | Decentralized |  | 2020 | Non Dispatchable | Residential PV - Class 6 | Solar | ELCSOLDCERDPV620 | 1 | 700.1796 | 30 | 31.536 | 3232.5546 | 2974.9201 | 2378.9028 | 1782.8855 | 1610.1996 | 1437.5137 | 1264.8278 | 1264.8278 | 34.2934 | 31.7845 | 26.1081 | 20.4318 | 18.7871 | 17.1425 | 15.4979 | 15.4979 | [16 empty] | 0.15022 | 0.15086 | 0.15166 | 0.15245 | 0.15377 | 0.15508 | 0.15639 | 0.15639
Electricity | Decentralized |  | 2020 | Non Dispatchable | Residential PV - Class 7 | Solar | ELCSOLDCERDPV720 | 1 | 700.1796 | 30 | 31.536 | 3232.5546 | 2974.9201 | 2378.9028 | 1782.8855 | 1610.1996 | 1437.5137 | 1264.8278 | 1264.8278 | 34.2934 | 31.7845 | 26.1081 | 20.4318 | 18.7871 | 17.1425 | 15.4979 | 15.4979 | [16 empty] | 0.1436 | 0.14421 | 0.14497 | 0.14573 | 0.14699 | 0.14824 | 0.1495 | 0.1495
Electricity | Decentralized |  | 2020 | Non Dispatchable | Residential PV - Class 8 | Solar | ELCSOLDCERDPV820 | 1 | 700.1796 | 30 | 31.536 | 3232.5546 | 2974.9201 | 2378.9028 | 1782.8855 | 1610.1996 | 1437.5137 | 1264.8278 | 1264.8278 | 34.2934 | 31.7845 | 26.1081 | 20.4318 | 18.7871 | 17.1425 | 15.4979 | 15.4979 | [16 empty] | 0.13679 | 0.13737 | 0.1381 | 0.13883 | 0.14002 | 0.14122 | 0.14241 | 0.14241
Electricity | Decentralized |  | 2020 | Non Dispatchable | Residential PV - Class 9 | Solar | ELCSOLDCERDPV920 | 1 | 700.1796 | 30 | 31.536 | 3232.5546 | 2974.9201 | 2378.9028 | 1782.8855 | 1610.1996 | 1437.5137 | 1264.8278 | 1264.8278 | 34.2934 | 31.7845 | 26.1081 | 20.4318 | 18.7871 | 17.1425 | 15.4979 | 15.4979 | [16 empty] | 0.13135 | 0.13191 | 0.1326 | 0.1333 | 0.13445 | 0.13559 | 0.13674 | 0.13674
Electricity | Decentralized |  | 2020 | Non Dispatchable | Commercial PV - Class 10 | Solar | ELCSOLDCECPV1020 | 1 | 700.1796 | 30 | 31.536 | 1912.2643 | 1887.7034 | 1569.6288 | 1251.5542 | 1147.1546 | 1042.7549 | 938.3553 | 938.3553 | 20.2422 | 19.8919 | 17.1271 | 14.3622 | 13.4547 | 12.5472 | 11.6397 | 11.6397 | [16 empty] | 0.12097 | 0.12342 | 0.12648 | 0.12954 | 0.13169 | 0.13383 | 0.13598 | 0.13598
Electricity | Decentralized |  | 2020 | Non Dispatchable | Commercial PV - Class 1 | Solar | ELCSOLDCECDPV120 | 1 | 700.1796 | 30 | 31.536 | 1912.2643 | 1887.7034 | 1569.6288 | 1251.5542 | 1147.1546 | 1042.7549 | 938.3553 | 938.3553 | 20.2422 | 19.8919 | 17.1271 | 14.3622 | 13.4547 | 12.5472 | 11.6397 | 11.6397 | [16 empty] | 0.18817 | 0.19198 | 0.19674 | 0.2015 | 0.20484 | 0.20818 | 0.21151 | 0.21151
Electricity | Decentralized |  | 2020 | Non Dispatchable | Commercial PV - Class 2 | Solar | ELCSOLDCECDPV220 | 1 | 700.1796 | 30 | 31.536 | 1912.2643 | 1887.7034 | 1569.6288 | 1251.5542 | 1147.1546 | 1042.7549 | 938.3553 | 938.3553 | 20.2422 | 19.8919 | 17.1271 | 14.3622 | 13.4547 | 12.5472 | 11.6397 | 11.6397 | [16 empty] | 0.18134 | 0.18501 | 0.1896 | 0.19419 | 0.19741 | 0.20063 | 0.20384 | 0.20384
Electricity | Decentralized |  | 2020 | Non Dispatchable | Commercial PV - Class 3 | Solar | ELCSOLDCECDPV320 | 1 | 700.1796 | 30 | 31.536 | 1912.2643 | 1887.7034 | 1569.6288 | 1251.5542 | 1147.1546 | 1042.7549 | 938.3553 | 938.3553 | 20.2422 | 19.8919 | 17.1271 | 14.3622 | 13.4547 | 12.5472 | 11.6397 | 11.6397 | [16 empty] | 0.17166 | 0.17514 | 0.17948 | 0.18383 | 0.18687 | 0.18992 | 0.19296 | 0.19296
Electricity | Decentralized |  | 2020 | Non Dispatchable | Commercial PV - Class 4 | Solar | ELCSOLDCECDPV420 | 1 | 700.1796 | 30 | 31.536 | 1912.2643 | 1887.7034 | 1569.6288 | 1251.5542 | 1147.1546 | 1042.7549 | 938.3553 | 938.3553 | 20.2422 | 19.8919 | 17.1271 | 14.3622 | 13.4547 | 12.5472 | 11.6397 | 11.6397 | [16 empty] | 0.16259 | 0.16588 | 0.17 | 0.17411 | 0.177 | 0.17988 | 0.18276 | 0.18276
Electricity | Decentralized |  | 2020 | Non Dispatchable | Commercial PV - Class 5 | Solar | ELCSOLDCECDPV520 | 1 | 700.1796 | 30 | 31.536 | 1912.2643 | 1887.7034 | 1569.6288 | 1251.5542 | 1147.1546 | 1042.7549 | 938.3553 | 938.3553 | 20.2422 | 19.8919 | 17.1271 | 14.3622 | 13.4547 | 12.5472 | 11.6397 | 11.6397 | [16 empty] | 0.15516 | 0.1583 | 0.16223 | 0.16615 | 0.16891 | 0.17166 | 0.17441 | 0.17441
Electricity | Decentralized |  | 2020 | Non Dispatchable | Commercial PV - Class 6 | Solar | ELCSOLDCECDPV620 | 1 | 700.1796 | 30 | 31.536 | 1912.2643 | 1887.7034 | 1569.6288 | 1251.5542 | 1147.1546 | 1042.7549 | 938.3553 | 938.3553 | 20.2422 | 19.8919 | 17.1271 | 14.3622 | 13.4547 | 12.5472 | 11.6397 | 11.6397 | [16 empty] | 0.1531 | 0.1562 | 0.16008 | 0.16395 | 0.16667 | 0.16938 | 0.1721 | 0.1721
Electricity | Decentralized |  | 2020 | Non Dispatchable | Commercial PV - Class 7 | Solar | ELCSOLDCECDPV720 | 1 | 700.1796 | 30 | 31.536 | 1912.2643 | 1887.7034 | 1569.6288 | 1251.5542 | 1147.1546 | 1042.7549 | 938.3553 | 938.3553 | 20.2422 | 19.8919 | 17.1271 | 14.3622 | 13.4547 | 12.5472 | 11.6397 | 11.6397 | [16 empty] | 0.14587 | 0.14883 | 0.15252 | 0.15621 | 0.1588 | 0.16139 | 0.16397 | 0.16397
Electricity | Decentralized |  | 2020 | Non Dispatchable | Commercial PV - Class 8 | Solar | ELCSOLDCECDPV820 | 1 | 700.1796 | 30 | 31.536 | 1912.2643 | 1887.7034 | 1569.6288 | 1251.5542 | 1147.1546 | 1042.7549 | 938.3553 | 938.3553 | 20.2422 | 19.8919 | 17.1271 | 14.3622 | 13.4547 | 12.5472 | 11.6397 | 11.6397 | [16 empty] | 0.13854 | 0.14135 | 0.14485 | 0.14836 | 0.15082 | 0.15327 | 0.15573 | 0.15573
Electricity | Decentralized |  | 2020 | Non Dispatchable | Commercial PV - Class 9 | Solar | ELCSOLDCECDPV920 | 1 | 700.1796 | 30 | 31.536 | 1912.2643 | 1887.7034 | 1569.6288 | 1251.5542 | 1147.1546 | 1042.7549 | 938.3553 | 938.3553 | 20.2422 | 19.8919 | 17.1271 | 14.3622 | 13.4547 | 12.5472 | 11.6397 | 11.6397 | [16 empty] | 0.13298 | 0.13568 | 0.13904 | 0.14241 | 0.14477 | 0.14713 | 0.14948 | 0.14948
Electricity | Decentralized |  | 2020 | Storage | Residential Battery Storage - 5 kW - 12.5 kWh | Storage | ELCSTGDCERBES2.5H20 | 1 |  | 15 | 31.536 | 4162.5408 | 3570.6787 | 3116.0249 | 2921.2733 | 2726.5218 | 2531.7702 | 2337.0187 | 2337.0187 | 104.0635 | 89.267 | 77.9006 | 73.0318 | 68.163 | 63.2943 | 58.4255 | 58.4255 | [16 empty] | 0.10417 | 0.10417 | 0.10417 | 0.10417 | 0.10417 | 0.10417 | 0.10417 | 0.10417
Electricity | Decentralized |  | 2020 | Storage | Residential Battery Storage - 5 kW - 20 kWh | Storage | ELCSTGDCERBES4H20 | 1 |  | 15 | 31.536 | 5380.281 | 4339.0575 | 3736.158 | 3502.6481 | 3269.1382 | 3035.6284 | 2802.1185 | 2802.1185 | 134.507 | 108.4764 | 93.4039 | 87.5662 | 81.7285 | 75.8907 | 70.053 | 70.053 | [16 empty] | 0.16667 | 0.16667 | 0.16667 | 0.16667 | 0.16667 | 0.16667 | 0.16667 | 0.16667
Electricity | Decentralized |  | 2020 | Storage | Commercial Battery Storage 1Hr | Storage | ELCSTGDCECBES1H20 | 1 |  | 15 | 31.536 | 1385.4371 | 1492.1377 | 1275.5618 | 1195.8392 | 1116.1166 | 1036.394 | 956.6714 | 956.6714 | 34.6359 | 37.3034 | 31.889 | 29.896 | 27.9029 | 25.9098 | 23.9168 | 23.9168 | [16 empty] | 0.041667 | 0.041667 | 0.041667 | 0.041667 | 0.041667 | 0.041667 | 0.041667 | 0.041667
Electricity | Decentralized |  | 2020 | Storage | Commercial Battery Storage 2Hr | Storage | ELCSTGDCECBES2H20 | 1 |  | 15 | 31.536 | 1650.7408 | 1728.1483 | 1457.1876 | 1366.1134 | 1275.0391 | 1183.9649 | 1092.8907 | 1092.8907 | 41.2685 | 43.2037 | 36.4297 | 34.1528 | 31.876 | 29.5991 | 27.3223 | 27.3223 | [16 empty] | 0.083333 | 0.083333 | 0.083333 | 0.083333 | 0.083333 | 0.083333 | 0.083333 | 0.083333
Electricity | Decentralized |  | 2020 | Storage | Commercial Battery Storage 4Hr | Storage | ELCSTGDCECBES4H20 | 1 |  | 15 | 31.536 | 2181.3481 | 2200.1696 | 1820.4391 | 1706.6617 | 1592.8842 | 1479.1068 | 1365.3293 | 1365.3293 | 54.5337 | 55.0042 | 45.511 | 42.6665 | 39.8221 | 36.9777 | 34.1332 | 34.1332 | [16 empty] | 0.16667 | 0.16667 | 0.16667 | 0.16667 | 0.16667 | 0.16667 | 0.16667 | 0.16667
Electricity | Decentralized |  | 2020 | Storage | Commercial Battery Storage 6Hr | Storage | ELCSTGDCECBES6H20 | 1 |  | 15 | 31.536 | 2711.9555 | 2672.1909 | 2183.6906 | 2047.2099 | 1910.7293 | 1774.2486 | 1637.768 | 1637.768 | 67.7989 | 66.8048 | 54.5923 | 51.1802 | 47.7682 | 44.3562 | 40.9442 | 40.9442 | [16 empty] | 0.25 | 0.25 | 0.25 | 0.25 | 0.25 | 0.25 | 0.25 | 0.25
Electricity | Decentralized |  | 2020 | Storage | Commercial Battery Storage 8Hr | Storage | ELCSTGDCECBES8H20 | 1 |  | 15 | 31.536 | 3242.5629 | 3144.2122 | 2546.9421 | 2387.7582 | 2228.5743 | 2069.3905 | 1910.2066 | 1910.2066 | 81.0641 | 78.6053 | 63.6736 | 59.694 | 55.7144 | 51.7348 | 47.7552 | 47.7552 | [16 empty] | 0.33333 | 0.33333 | 0.33333 | 0.33333 | 0.33333 | 0.33333 | 0.33333 | 0.33333

## Def_Tech
~FI_Process
Sets | TechName | TechDesc | Tact | Tcap | Tslvl | PrimaryCG | Vintage
*Process Set Membership | Technology Name | Technology Description | Activity Unit | Capacity Unit | TimeSlice level of Process Activity | Primary Commodity Group | Vintage Tracking
ELE | ELCHYDGRDHNSDC120 | Electricity Grid Hydro New-Stream Dispatchable Class 1 | TJ | MW | DAYNITE
ELE | ELCHYDGRDHNSDC220 | Electricity Grid Hydro New-Stream Dispatchable Class 2 | TJ | MW | DAYNITE
ELE | ELCHYDGRDHNSDC320 | Electricity Grid Hydro New-Stream Dispatchable Class 3 | TJ | MW | DAYNITE
ELE | ELCHYDGRDHNSDC420 | Electricity Grid Hydro New-Stream Dispatchable Class 4 | TJ | MW | DAYNITE
ELE | ELCHYDGRDHNSDC520 | Electricity Grid Hydro New-Stream Dispatchable Class 5 | TJ | MW | DAYNITE
ELE | ELCHYDGRDHNSNDC120 | Electricity Grid Hydro New-Stream Non Dispatchable Class 1 | TJ | MW | DAYNITE
ELE | ELCHYDGRDHNSNDC220 | Electricity Grid Hydro New-Stream Non Dispatchable Class 2 | TJ | MW | DAYNITE
ELE | ELCHYDGRDHNSNDC320 | Electricity Grid Hydro New-Stream Non Dispatchable Class 3 | TJ | MW | DAYNITE
ELE | ELCHYDGRDHNSNDC420 | Electricity Grid Hydro New-Stream Non Dispatchable Class 4 | TJ | MW | DAYNITE
ELE | ELCHYDGRDHNSNDC520 | Electricity Grid Hydro New-Stream Non Dispatchable Class 5 | TJ | MW | DAYNITE
ELE | ELCHYDGRDHNPNDC120 | Electricity Grid Hydro Non-Powered Non Dispatchable Class 1 | TJ | MW | DAYNITE
ELE | ELCHYDGRDHNPNDC220 | Electricity Grid Hydro Non-Powered Non Dispatchable Class 2 | TJ | MW | DAYNITE
ELE | ELCHYDGRDHNPNDC320 | Electricity Grid Hydro Non-Powered Non Dispatchable Class 3 | TJ | MW | DAYNITE
ELE | ELCHYDGRDHNPNDC420 | Electricity Grid Hydro Non-Powered Non Dispatchable Class 4 | TJ | MW | DAYNITE
ELE | ELCHYDGRDHNPNDC520 | Electricity Grid Hydro Non-Powered Non Dispatchable Class 5 | TJ | MW | DAYNITE
ELE | ELCHYDGRDHUPDC120 | Electricity Grid Hydro Upgrade Dispatchable Class 1 | TJ | MW | DAYNITE
ELE | ELCHYDGRDHUPDC220 | Electricity Grid Hydro Upgrade Dispatchable Class 2 | TJ | MW | DAYNITE
ELE | ELCHYDGRDHUPDC320 | Electricity Grid Hydro Upgrade Dispatchable Class 3 | TJ | MW | DAYNITE
ELE | ELCHYDGRDHUPDC420 | Electricity Grid Hydro Upgrade Dispatchable Class 4 | TJ | MW | DAYNITE
ELE | ELCHYDGRDHUPDC520 | Electricity Grid Hydro Upgrade Dispatchable Class 5 | TJ | MW | DAYNITE
ELE | ELCHYDGRDHUPNDC120 | Electricity Grid Hydro Upgrade Non Dispatchable Class 1 | TJ | MW | DAYNITE
ELE | ELCHYDGRDHUPNDC220 | Electricity Grid Hydro Upgrade Non Dispatchable Class 2 | TJ | MW | DAYNITE
ELE | ELCHYDGRDHUPNDC320 | Electricity Grid Hydro Upgrade Non Dispatchable Class 3 | TJ | MW | DAYNITE
ELE | ELCHYDGRDHUPNDC420 | Electricity Grid Hydro Upgrade Non Dispatchable Class 4 | TJ | MW | DAYNITE
ELE | ELCHYDGRDHUPNDC520 | Electricity Grid Hydro Upgrade Non Dispatchable Class 5 | TJ | MW | DAYNITE
STG | ELCSTGGRDPSH12HC120 | Electricity Grid Pumped Hydro 12h Class 1 | TJ | MW | DAYNITE
STG | ELCSTGGRDPSH12HC220 | Electricity Grid Pumped Hydro 12h Class 2 | TJ | MW | DAYNITE
STG | ELCSTGGRDPSH12HC320 | Electricity Grid Pumped Hydro 12h Class 3 | TJ | MW | DAYNITE
STG | ELCSTGGRDPSH12HC420 | Electricity Grid Pumped Hydro 12h Class 4 | TJ | MW | DAYNITE
STG | ELCSTGGRDPSH12HC520 | Electricity Grid Pumped Hydro 12h Class 5 | TJ | MW | DAYNITE
STG | ELCSTGGRDPSH12HC620 | Electricity Grid Pumped Hydro 12h Class 6 | TJ | MW | DAYNITE
STG | ELCSTGGRDPSH12HC720 | Electricity Grid Pumped Hydro 12h Class 7 | TJ | MW | DAYNITE
STG | ELCSTGGRDPSH12HC820 | Electricity Grid Pumped Hydro 12h Class 8 | TJ | MW | DAYNITE
STG | ELCSTGGRDPSH12HC920 | Electricity Grid Pumped Hydro 12h Class 9 | TJ | MW | DAYNITE
STG | ELCSTGGRDPSH12HC1020 | Electricity Grid Pumped Hydro 12h Class 10 | TJ | MW | DAYNITE
STG | ELCSTGGRDPSH12HC1120 | Electricity Grid Pumped Hydro 12h Class 11 | TJ | MW | DAYNITE
STG | ELCSTGGRDPSH12HC1220 | Electricity Grid Pumped Hydro 12h Class 12 | TJ | MW | DAYNITE
STG | ELCSTGGRDPSH12HC1320 | Electricity Grid Pumped Hydro 12h Class 13 | TJ | MW | DAYNITE
STG | ELCSTGGRDPSH12HC1420 | Electricity Grid Pumped Hydro 12h Class 14 | TJ | MW | DAYNITE
STG | ELCSTGGRDPSH12HC1520 | Electricity Grid Pumped Hydro 12h Class 15 | TJ | MW | DAYNITE
STG | ELCSTGGRDPSH10HC120 | Electricity Grid Pumped Hydro 10h Class 1 | TJ | MW | DAYNITE
STG | ELCSTGGRDPSH10HC220 | Electricity Grid Pumped Hydro 10h Class 2 | TJ | MW | DAYNITE
STG | ELCSTGGRDPSH10HC320 | Electricity Grid Pumped Hydro 10h Class 3 | TJ | MW | DAYNITE
STG | ELCSTGGRDPSH10HC420 | Electricity Grid Pumped Hydro 10h Class 4 | TJ | MW | DAYNITE
STG | ELCSTGGRDPSH10HC520 | Electricity Grid Pumped Hydro 10h Class 5 | TJ | MW | DAYNITE
STG | ELCSTGGRDPSH10HC620 | Electricity Grid Pumped Hydro 10h Class 6 | TJ | MW | DAYNITE
STG | ELCSTGGRDPSH10HC720 | Electricity Grid Pumped Hydro 10h Class 7 | TJ | MW | DAYNITE
STG | ELCSTGGRDPSH10HC820 | Electricity Grid Pumped Hydro 10h Class 8 | TJ | MW | DAYNITE
STG | ELCSTGGRDPSH10HC920 | Electricity Grid Pumped Hydro 10h Class 9 | TJ | MW | DAYNITE
STG | ELCSTGGRDPSH10HC1020 | Electricity Grid Pumped Hydro 10h Class 10 | TJ | MW | DAYNITE
STG | ELCSTGGRDPSH10HC1120 | Electricity Grid Pumped Hydro 10h Class 11 | TJ | MW | DAYNITE
STG | ELCSTGGRDPSH10HC1220 | Electricity Grid Pumped Hydro 10h Class 12 | TJ | MW | DAYNITE
STG | ELCSTGGRDPSH10HC1320 | Electricity Grid Pumped Hydro 10h Class 13 | TJ | MW | DAYNITE
STG | ELCSTGGRDPSH10HC1420 | Electricity Grid Pumped Hydro 10h Class 14 | TJ | MW | DAYNITE
STG | ELCSTGGRDPSH10HC1520 | Electricity Grid Pumped Hydro 10h Class 15 | TJ | MW | DAYNITE
STG | ELCSTGGRDPSH8HC120 | Electricity Grid Pumped Hydro 8h Class 1 | TJ | MW | DAYNITE
STG | ELCSTGGRDPSH8HC220 | Electricity Grid Pumped Hydro 8h Class 2 | TJ | MW | DAYNITE
STG | ELCSTGGRDPSH8HC320 | Electricity Grid Pumped Hydro 8h Class 3 | TJ | MW | DAYNITE
STG | ELCSTGGRDPSH8HC420 | Electricity Grid Pumped Hydro 8h Class 4 | TJ | MW | DAYNITE
STG | ELCSTGGRDPSH8HC520 | Electricity Grid Pumped Hydro 8h Class 5 | TJ | MW | DAYNITE
STG | ELCSTGGRDPSH8HC620 | Electricity Grid Pumped Hydro 8h Class 6 | TJ | MW | DAYNITE
STG | ELCSTGGRDPSH8HC720 | Electricity Grid Pumped Hydro 8h Class 7 | TJ | MW | DAYNITE
STG | ELCSTGGRDPSH8HC820 | Electricity Grid Pumped Hydro 8h Class 8 | TJ | MW | DAYNITE
STG | ELCSTGGRDPSH8HC920 | Electricity Grid Pumped Hydro 8h Class 9 | TJ | MW | DAYNITE
STG | ELCSTGGRDPSH8HC1020 | Electricity Grid Pumped Hydro 8h Class 10 | TJ | MW | DAYNITE
STG | ELCSTGGRDPSH8HC1120 | Electricity Grid Pumped Hydro 8h Class 11 | TJ | MW | DAYNITE
STG | ELCSTGGRDPSH8HC1220 | Electricity Grid Pumped Hydro 8h Class 12 | TJ | MW | DAYNITE
STG | ELCSTGGRDPSH8HC1320 | Electricity Grid Pumped Hydro 8h Class 13 | TJ | MW | DAYNITE
STG | ELCSTGGRDPSH8HC1420 | Electricity Grid Pumped Hydro 8h Class 14 | TJ | MW | DAYNITE
STG | ELCSTGGRDPSH8HC1520 | Electricity Grid Pumped Hydro 8h Class 15 | TJ | MW | DAYNITE
ELE | ELCSOLGRDCSPC120 | Electricity Grid Concentrated Solar Class 1 | TJ | MW | DAYNITE
ELE | ELCSOLGRDCSPC220 | Electricity Grid Concentrated Solar Class 2 | TJ | MW | DAYNITE
ELE | ELCSOLGRDCSPC320 | Electricity Grid Concentrated Solar Class 3 | TJ | MW | DAYNITE
ELE | ELCWNDGRDWONC120 | Electricity Grid Onshore Wind Turbine Class 1 | TJ | MW | DAYNITE
ELE | ELCWNDGRDWONC220 | Electricity Grid Onshore Wind Turbine Class 2 | TJ | MW | DAYNITE
ELE | ELCWNDGRDWONC320 | Electricity Grid Onshore Wind Turbine Class 3 | TJ | MW | DAYNITE
ELE | ELCWNDGRDWONC420 | Electricity Grid Onshore Wind Turbine Class 4 | TJ | MW | DAYNITE
ELE | ELCWNDGRDWONC520 | Electricity Grid Onshore Wind Turbine Class 5 | TJ | MW | DAYNITE
ELE | ELCWNDGRDWONC620 | Electricity Grid Onshore Wind Turbine Class 6 | TJ | MW | DAYNITE
ELE | ELCWNDGRDWONC720 | Electricity Grid Onshore Wind Turbine Class 7 | TJ | MW | DAYNITE
ELE | ELCWNDGRDWONC820 | Electricity Grid Onshore Wind Turbine Class 8 | TJ | MW | DAYNITE
ELE | ELCWNDGRDWONC920 | Electricity Grid Onshore Wind Turbine Class 9 | TJ | MW | DAYNITE
ELE | ELCWNDGRDWONC1020 | Electricity Grid Onshore Wind Turbine Class 10 | TJ | MW | DAYNITE
ELE | ELCWNDGRDWOFC120 | Electricity Grid Offshore Wind Turbine Class 1 | TJ | MW | DAYNITE
ELE | ELCWNDGRDWOFC220 | Electricity Grid Offshore Wind Turbine Class 2 | TJ | MW | DAYNITE
ELE | ELCWNDGRDWOFC320 | Electricity Grid Offshore Wind Turbine Class 3 | TJ | MW | DAYNITE
ELE | ELCWNDGRDWOFC420 | Electricity Grid Offshore Wind Turbine Class 4 | TJ | MW | DAYNITE
ELE | ELCWNDGRDWOFC520 | Electricity Grid Offshore Wind Turbine Class 5 | TJ | MW | DAYNITE
ELE | ELCWNDGRDWOFC620 | Electricity Grid Offshore Wind Turbine Class 6 | TJ | MW | DAYNITE
ELE | ELCWNDGRDWOFC720 | Electricity Grid Offshore Wind Turbine Class 7 | TJ | MW | DAYNITE
ELE | ELCWNDGRDWOFC820 | Electricity Grid Offshore Wind Turbine Class 8 | TJ | MW | DAYNITE
ELE | ELCWNDGRDWOFC920 | Electricity Grid Offshore Wind Turbine Class 9 | TJ | MW | DAYNITE
ELE | ELCWNDGRDWOFC1020 | Electricity Grid Offshore Wind Turbine Class 10 | TJ | MW | DAYNITE
ELE | ELCWNDGRDWOFC1120 | Electricity Grid Offshore Wind Turbine Class 11 | TJ | MW | DAYNITE
ELE | ELCWNDGRDWOFC1220 | Electricity Grid Offshore Wind Turbine Class 12 | TJ | MW | DAYNITE
ELE | ELCWNDGRDWOFC1320 | Electricity Grid Offshore Wind Turbine Class 13 | TJ | MW | DAYNITE
ELE | ELCWNDGRDWOFC1420 | Electricity Grid Offshore Wind Turbine Class 14 | TJ | MW | DAYNITE
ELE | ELCSOLGRDUPVC120 | Electricity Grid Utility PV Class 1 | TJ | MW | DAYNITE
ELE | ELCSOLGRDUPVC220 | Electricity Grid Utility PV Class 2 | TJ | MW | DAYNITE
ELE | ELCSOLGRDUPVC320 | Electricity Grid Utility PV Class 3 | TJ | MW | DAYNITE
ELE | ELCSOLGRDUPVC420 | Electricity Grid Utility PV Class 4 | TJ | MW | DAYNITE
ELE | ELCSOLGRDUPVC520 | Electricity Grid Utility PV Class 5 | TJ | MW | DAYNITE
ELE | ELCGEOGRDDEGSB20 | Electricity Grid Deep EGS Binary | TJ | MW | DAYNITE
ELE | ELCGEOGRDDEGSF20 | Electricity Grid Deep EGS Flash | TJ | MW | DAYNITE
ELE | ELCGEOGRDHYDB20 | Electricity Grid Hydrothermal Binary | TJ | MW | DAYNITE
ELE | ELCGEOGRDHYDF20 | Electricity Grid Hydrothermal Flash | TJ | MW | DAYNITE
ELE | ELCGEOGRDNEGSB20 | Electricity Grid Near Field EGS Binary | TJ | MW | DAYNITE
ELE | ELCGEOGRDNEGSF20 | Electricity Grid Near Field EGS Flash | TJ | MW | DAYNITE
ELE | ELCURNGRDNUCPP20 | Electricity Grid Nuclear Power Plant | TJ | MW | DAYNITE
ELE | ELCURNGRDSMRPP20 | Electricity Grid Small Modular Reactor | TJ | MW | DAYNITE
ELE | ELCBIOGRDBIODPP20 | Electricity Grid Dedicated Biopower Plant | TJ | MW | DAYNITE
STG | ELCSTGGRDUBES10H20 | Electricity Grid Utility-Scale Battery Storage 10H | TJ | MW | DAYNITE
STG | ELCSTGGRDUBES2H20 | Electricity Grid Utility-Scale Battery Storage 2H | TJ | MW | DAYNITE
STG | ELCSTGGRDUBES4H20 | Electricity Grid Utility-Scale Battery Storage 4H | TJ | MW | DAYNITE
STG | ELCSTGGRDUBES6H20 | Electricity Grid Utility-Scale Battery Storage 6H | TJ | MW | DAYNITE
STG | ELCSTGGRDUBES8H20 | Electricity Grid Utility-Scale Battery Storage 8H | TJ | MW | DAYNITE
ELE | ELCCOAGRD95CCS20 | Electricity Grid Coal Power Plant w/ 95% CCS | TJ | MW | DAYNITE
ELE | ELCCOAGRD99CCS20 | Electricity Grid Coal Power Plant w/ 99% CCS | TJ | MW | DAYNITE
ELE | ELCCOAGRDCONV20 | Electricity Grid Coal Power Plant Conventional | TJ | MW | DAYNITE
ELE | ELCCOAGRDIGCC20 | Electricity Grid Coal Power Plant IGCC | TJ | MW | DAYNITE
ELE | ELCCOAGRD90RCCS20 | Electricity Grid Retrofit Coal Power Plant w/ 90% CCS | TJ | MW | DAYNITE
ELE | ELCCOAGRD95RCCS20 | Electricity Grid Retrofit Coal Power Plant w/ 95% CCS | TJ | MW | DAYNITE
ELE | ELCNGAGRDFFCT20 | Electricity Grid F-Frame Combustion Turbine | TJ | MW | DAYNITE
ELE | ELCNGAGRDFFCC20 | Electricity Grid F-Frame Combined Cycle | TJ | MW | DAYNITE
ELE | ELCNGAGRDFFCC95CCS20 | Electricity Grid F-Frame Combined Cycle w/ 95% CCS | TJ | MW | DAYNITE
ELE | ELCNGAGRDFFCC97CCS20 | Electricity Grid F-Frame Combined Cycle w/ 97% CCS | TJ | MW | DAYNITE
ELE | ELCNGAGRDFFCC90RCCS20 | Electricity Grid Retrofit F-Frame Combined Cycle w/ 90% CCS | TJ | MW | DAYNITE
ELE | ELCNGAGRDFFCC95RCCS20 | Electricity Grid Retrofit F-Frame Combined Cycle w/ 95% CCS | TJ | MW | DAYNITE
ELE | ELCNGAGRDHFCC20 | Electricity Grid H-Frame Combined Cycle | TJ | MW | DAYNITE
ELE | ELCNGAGRDHFCC95CCS20 | Electricity Grid H-Frame Combined Cycle w/ 95% CCS | TJ | MW | DAYNITE
ELE | ELCNGAGRDHFCC97CCS20 | Electricity Grid H-Frame Combined Cycle w/ 97% CCS | TJ | MW | DAYNITE
ELE | ELCNGAGRDHFCC90RCCS20 | Electricity Grid Retrofit H-Frame Combined Cycle w/ 90% CCS | TJ | MW | DAYNITE
ELE | ELCNGAGRDHFCC95RCCS20 | Electricity Grid Retrofit H-Frame Combined Cycle w/ 95% CCS | TJ | MW | DAYNITE
ELE | ELCWNDDCECDWC1020 | Electricity Decentralized Commercial DW - Class 10 | TJ | MW | DAYNITE
ELE | ELCWNDDCECDWC120 | Electricity Decentralized Commercial DW - Class 1 | TJ | MW | DAYNITE
ELE | ELCWNDDCECDWC220 | Electricity Decentralized Commercial DW - Class 2 | TJ | MW | DAYNITE
ELE | ELCWNDDCECDWC320 | Electricity Decentralized Commercial DW - Class 3 | TJ | MW | DAYNITE
ELE | ELCWNDDCECDWC420 | Electricity Decentralized Commercial DW - Class 4 | TJ | MW | DAYNITE
ELE | ELCWNDDCECDWC520 | Electricity Decentralized Commercial DW - Class 5 | TJ | MW | DAYNITE
ELE | ELCWNDDCECDWC620 | Electricity Decentralized Commercial DW - Class 6 | TJ | MW | DAYNITE
ELE | ELCWNDDCECDWC720 | Electricity Decentralized Commercial DW - Class 7 | TJ | MW | DAYNITE
ELE | ELCWNDDCECDWC820 | Electricity Decentralized Commercial DW - Class 8 | TJ | MW | DAYNITE
ELE | ELCWNDDCECDWC920 | Electricity Decentralized Commercial DW - Class 9 | TJ | MW | DAYNITE
ELE | ELCWNDDCERDWC1020 | Electricity Decentralized Residential DW - Class 10 | TJ | MW | DAYNITE
ELE | ELCWNDDCERDWC120 | Electricity Decentralized Residential DW - Class 1 | TJ | MW | DAYNITE
ELE | ELCWNDDCERDWC220 | Electricity Decentralized Residential DW - Class 2 | TJ | MW | DAYNITE
ELE | ELCWNDDCERDWC320 | Electricity Decentralized Residential DW - Class 3 | TJ | MW | DAYNITE
ELE | ELCWNDDCERDWC420 | Electricity Decentralized Residential DW - Class 4 | TJ | MW | DAYNITE
ELE | ELCWNDDCERDWC520 | Electricity Decentralized Residential DW - Class 5 | TJ | MW | DAYNITE
ELE | ELCWNDDCERDWC620 | Electricity Decentralized Residential DW - Class 6 | TJ | MW | DAYNITE
ELE | ELCWNDDCERDWC720 | Electricity Decentralized Residential DW - Class 7 | TJ | MW | DAYNITE
ELE | ELCWNDDCERDWC820 | Electricity Decentralized Residential DW - Class 8 | TJ | MW | DAYNITE
ELE | ELCWNDDCERDWC920 | Electricity Decentralized Residential DW - Class 9 | TJ | MW | DAYNITE
ELE | ELCSOLDCERDPV1020 | Electricity Decentralized Residential PV - Class 10 | TJ | MW | DAYNITE
ELE | ELCSOLDCERDPV120 | Electricity Decentralized Residential PV - Class 1 | TJ | MW | DAYNITE
ELE | ELCSOLDCERDPV220 | Electricity Decentralized Residential PV - Class 2 | TJ | MW | DAYNITE
ELE | ELCSOLDCERDPV320 | Electricity Decentralized Residential PV - Class 3 | TJ | MW | DAYNITE
ELE | ELCSOLDCERDPV420 | Electricity Decentralized Residential PV - Class 4 | TJ | MW | DAYNITE
ELE | ELCSOLDCERDPV520 | Electricity Decentralized Residential PV - Class 5 | TJ | MW | DAYNITE
ELE | ELCSOLDCERDPV620 | Electricity Decentralized Residential PV - Class 6 | TJ | MW | DAYNITE
ELE | ELCSOLDCERDPV720 | Electricity Decentralized Residential PV - Class 7 | TJ | MW | DAYNITE
ELE | ELCSOLDCERDPV820 | Electricity Decentralized Residential PV - Class 8 | TJ | MW | DAYNITE
ELE | ELCSOLDCERDPV920 | Electricity Decentralized Residential PV - Class 9 | TJ | MW | DAYNITE
ELE | ELCSOLDCECPV1020 | Electricity Decentralized Commercial PV - Class 10 | TJ | MW | DAYNITE
ELE | ELCSOLDCECDPV120 | Electricity Decentralized Commercial PV - Class 1 | TJ | MW | DAYNITE
ELE | ELCSOLDCECDPV220 | Electricity Decentralized Commercial PV - Class 2 | TJ | MW | DAYNITE
ELE | ELCSOLDCECDPV320 | Electricity Decentralized Commercial PV - Class 3 | TJ | MW | DAYNITE
ELE | ELCSOLDCECDPV420 | Electricity Decentralized Commercial PV - Class 4 | TJ | MW | DAYNITE
ELE | ELCSOLDCECDPV520 | Electricity Decentralized Commercial PV - Class 5 | TJ | MW | DAYNITE
ELE | ELCSOLDCECDPV620 | Electricity Decentralized Commercial PV - Class 6 | TJ | MW | DAYNITE
ELE | ELCSOLDCECDPV720 | Electricity Decentralized Commercial PV - Class 7 | TJ | MW | DAYNITE
ELE | ELCSOLDCECDPV820 | Electricity Decentralized Commercial PV - Class 8 | TJ | MW | DAYNITE
ELE | ELCSOLDCECDPV920 | Electricity Decentralized Commercial PV - Class 9 | TJ | MW | DAYNITE
STG | ELCSTGDCERBES2.5H20 | Electricity Decentralized Residential Battery Storage - 5 kW - 12.5 kWh | TJ | MW | DAYNITE
STG | ELCSTGDCERBES4H20 | Electricity Decentralized Residential Battery Storage - 5 kW - 20 kWh | TJ | MW | DAYNITE
STG | ELCSTGDCECBES1H20 | Electricity Decentralized Commercial Battery Storage 1Hr | TJ | MW | DAYNITE
STG | ELCSTGDCECBES2H20 | Electricity Decentralized Commercial Battery Storage 2Hr | TJ | MW | DAYNITE
STG | ELCSTGDCECBES4H20 | Electricity Decentralized Commercial Battery Storage 4Hr | TJ | MW | DAYNITE
STG | ELCSTGDCECBES6H20 | Electricity Decentralized Commercial Battery Storage 6Hr | TJ | MW | DAYNITE
STG | ELCSTGDCECBES8H20 | Electricity Decentralized Commercial Battery Storage 8Hr | TJ | MW | DAYNITE

## Def_Comm
~FI_Comm
Csets | CommName | CommDesc | Unit | LimType | CTSLvl | PeakTS | Ctype
*Commodity Set Membership | Commodity Name | Commodity Description | Unit | Sense of the Balance EQN. | Timeslice Level | Peak Monitoring | Electricity Indicator

## ResidELC
[63 empty] | ELCSOL | 0.47551 | 0.47551 | 0.047551 | 0 | 0.54766 | 0.54766 | 0.054766 | 0 | 0.45816 | 0.45816 | 0.045816 | 0 | 0.47551 | 0.47551 | 0.047551 | 0 | 0.54766 | 0.54766 | 0.054766 | 0 | 0.45816 | 0.45816 | 0.045816 | 0 | 0.47551 | 0.47551 | 0.047551 | 0 | 0.54766 | 0.54766 | 0.054766 | 0 | 0.45816 | 0.45816 | 0.045816 | 0 | 0.47551 | 0.47551 | 0.047551 | 0 | 0.54766 | 0.54766 | 0.054766 | 0 | 0.45816 | 0.45816 | 0.045816 | 0
[63 empty] | ELCWND | 0.49405 | 0.49405 | 0.049405 | 0.39586 | 0.5749 | 0.5749 | 0.05749 | 0.5094 | 0.29772 | 0.29772 | 0.029772 | 0.21762 | 0.49405 | 0.49405 | 0.049405 | 0.39586 | 0.5749 | 0.5749 | 0.05749 | 0.5094 | 0.29772 | 0.29772 | 0.029772 | 0.21762 | 0.49405 | 0.49405 | 0.049405 | 0.39586 | 0.5749 | 0.5749 | 0.05749 | 0.5094 | 0.29772 | 0.29772 | 0.029772 | 0.21762 | 0.49405 | 0.49405 | 0.049405 | 0.39586 | 0.5749 | 0.5749 | 0.05749 | 0.5094 | 0.29772 | 0.29772 | 0.029772 | 0.21762
[63 empty] | ELCHYD | 0.0822 | 0.0957 | 0.1532 | 0.0032 | 0.0815 | 0.1087 | 0.1381 | 0.0032 | 0.0975 | 0.1087 | 0.1253 | 0.0027 | 0.0822 | 0.0957 | 0.1532 | 0.0032 | 0.0815 | 0.1087 | 0.1381 | 0.0032 | 0.0975 | 0.1087 | 0.1253 | 0.0027 | 0.0822 | 0.0957 | 0.1532 | 0.0032 | 0.0815 | 0.1087 | 0.1381 | 0.0032 | 0.0975 | 0.1087 | 0.1253 | 0.0027 | 0.0822 | 0.0957 | 0.1532 | 0.0032 | 0.0815 | 0.1087 | 0.1381 | 0.0032 | 0.0975 | 0.1087 | 0.1253 | 0.0027
[64 empty] | 0.0822 | 0.0957 | 0.1532 | 0.0032 | 0.0815 | 0.1087 | 0.1381 | 0.0032 | 0.0975 | 0.1087 | 0.1253 | 0.0027 | 0.0822 | 0.0957 | 0.1532 | 0.0032 | 0.0815 | 0.1087 | 0.1381 | 0.0032 | 0.0975 | 0.1087 | 0.1253 | 0.0027 | 0.0822 | 0.0957 | 0.1532 | 0.0032 | 0.0815 | 0.1087 | 0.1381 | 0.0032 | 0.0975 | 0.1087 | 0.1253 | 0.0027 | 0.0822 | 0.0957 | 0.1532 | 0.0032 | 0.0815 | 0.1087 | 0.1381 | 0.0032 | 0.0975 | 0.1087 | 0.1253 | 0.0027
[8 empty] | 2020 | 2025 | 2030 | 2035 | 2040 | 2045 | 2050 | 2100 | 2020 | 2025 | 2030 | 2035 | 2040 | 2045 | 2050 | 2100 | 2020 | 2025 | 2030 | 2035 | 2040 | 2045 | 2050 | 2100 | 2020 | 2025 | 2030 | 2035 | 2040 | 2045 | 2050 | 2100 | 2020 | 2025 | 2030 | 2035 | 2040 | 2045 | 2050 | 2100 | 2020 | 2025 | 2030 | 2035 | 2040 | 2045 | 2050 | 2100 | 2020 | 2025 | 2030 | 2035 | 2040 | 2045 | 2050 | 2100 | IDAM | IDPM | IP | IN | WDAM | WDPM | WP | WN | SDAM | SDPM | SP | SN | IDAM | IDPM | IP | IN | WDAM | WDPM | WP | WN | SDAM | SDPM | SP | SN | IDAM | IDPM | IP | IN | WDAM | WDPM | WP | WN | SDAM | SDPM | SP | SN | IDAM | IDPM | IP | IN | WDAM | WDPM | WP | WN | SDAM | SDPM | SP | SN
[8 empty] | EFF | EFF | EFF | EFF | EFF | EFF | EFF | EFF | STG_EFF | STG_EFF | STG_EFF | STG_EFF | STG_EFF | STG_EFF | STG_EFF | STG_EFF | NCAP_COST | NCAP_COST | NCAP_COST | NCAP_COST | NCAP_COST | NCAP_COST | NCAP_COST | NCAP_COST | NCAP_FOM | NCAP_FOM | NCAP_FOM | NCAP_FOM | NCAP_FOM | NCAP_FOM | NCAP_FOM | NCAP_FOM | ACT_COST | ACT_COST | ACT_COST | ACT_COST | ACT_COST | ACT_COST | ACT_COST | ACT_COST | NCAP_AFA | NCAP_AFA | NCAP_AFA | NCAP_AFA | NCAP_AFA | NCAP_AFA | NCAP_AFA | NCAP_AFA | NCAP_AFC | NCAP_AFC | NCAP_AFC | NCAP_AFC | NCAP_AFC | NCAP_AFC | NCAP_AFC | NCAP_AFC | NCAP_AF | NCAP_AF | NCAP_AF | NCAP_AF | NCAP_AF | NCAP_AF | NCAP_AF | NCAP_AF | NCAP_AF | NCAP_AF | NCAP_AF | NCAP_AF | NCAP_AF | NCAP_AF | NCAP_AF | NCAP_AF | NCAP_AF | NCAP_AF | NCAP_AF | NCAP_AF | NCAP_AF | NCAP_AF | NCAP_AF | NCAP_AF | NCAP_AFC | NCAP_AFC | NCAP_AFC | NCAP_AFC | NCAP_AFC | NCAP_AFC | NCAP_AFC | NCAP_AFC | NCAP_AFC | NCAP_AFC | NCAP_AFC | NCAP_AFC | NCAP_AFC | NCAP_AFC | NCAP_AFC | NCAP_AFC | NCAP_AFC | NCAP_AFC | NCAP_AFC | NCAP_AFC | NCAP_AFC | NCAP_AFC | NCAP_AFC | NCAP_AFC
~FI_T
TechName | Comm-IN | Comm-OUT | NCAP_START | NCAP_TLIFE | PRC_CAPACT | NCAP_PKCNT | CAP_BND~UP | EFF~2020 | EFF~2025 | EFF~2030 | EFF~2035 | EFF~2040 | EFF~2045 | EFF~2050 | EFF~2100 | STG_EFF~2020 | STG_EFF~2025 | STG_EFF~2030 | STG_EFF~2035 | STG_EFF~2040 | STG_EFF~2045 | STG_EFF~2050 | STG_EFF~2100 | NCAP_COST~2020 | NCAP_COST~2025 | NCAP_COST~2030 | NCAP_COST~2035 | NCAP_COST~2040 | NCAP_COST~2045 | NCAP_COST~2050 | NCAP_COST~2100 | NCAP_FOM~2020 | NCAP_FOM~2025 | NCAP_FOM~2030 | NCAP_FOM~2035 | NCAP_FOM~2040 | NCAP_FOM~2045 | NCAP_FOM~2050 | NCAP_FOM~2100 | ACT_COST~2020 | ACT_COST~2025 | ACT_COST~2030 | ACT_COST~2035 | ACT_COST~2040 | ACT_COST~2045 | ACT_COST~2050 | ACT_COST~2100 | NCAP_AFA~2020 | NCAP_AFA~2025 | NCAP_AFA~2030 | NCAP_AFA~2035 | NCAP_AFA~2040 | NCAP_AFA~2045 | NCAP_AFA~2050 | NCAP_AFA~2100 | NCAP_AFC~2020 | NCAP_AFC~2025 | NCAP_AFC~2030 | NCAP_AFC~2035 | NCAP_AFC~2040 | NCAP_AFC~2045 | NCAP_AFC~2050 | NCAP_AFC~2100 | NCAP_AF~IDAM~2020 | NCAP_AF~IDPM~2020 | NCAP_AF~IP~2020 | NCAP_AF~IN~2020 | NCAP_AF~WDAM~2020 | NCAP_AF~WDPM~2020 | NCAP_AF~WP~2020 | NCAP_AF~WN~2020 | NCAP_AF~SDAM~2020 | NCAP_AF~SDPM~2020 | NCAP_AF~SP~2020 | NCAP_AF~SN~2020 | NCAP_AF~IDAM~2050 | NCAP_AF~IDPM~2050 | NCAP_AF~IP~2050 | NCAP_AF~IN~2050 | NCAP_AF~WDAM~2050 | NCAP_AF~WDPM~2050 | NCAP_AF~WP~2050 | NCAP_AF~WN~2050 | NCAP_AF~SDAM~2050 | NCAP_AF~SDPM~2050 | NCAP_AF~SP~2050 | NCAP_AF~SN~2050 | NCAP_AFC~IDAM~2020 | NCAP_AFC~IDPM~2020 | NCAP_AFC~IP~2020 | NCAP_AFC~IN~2020 | NCAP_AFC~WDAM~2020 | NCAP_AFC~WDPM~2020 | NCAP_AFC~WP~2020 | NCAP_AFC~WN~2020 | NCAP_AFC~SDAM~2020 | NCAP_AFC~SDPM~2020 | NCAP_AFC~SP~2020 | NCAP_AFC~SN~2020 | NCAP_AFC~IDAM~2050 | NCAP_AFC~IDPM~2050 | NCAP_AFC~IP~2050 | NCAP_AFC~IN~2050 | NCAP_AFC~WDAM~2050 | NCAP_AFC~WDPM~2050 | NCAP_AFC~WP~2050 | NCAP_AFC~WN~2050 | NCAP_AFC~SDAM~2050 | NCAP_AFC~SDPM~2050 | NCAP_AFC~SP~2050 | NCAP_AFC~SN~2050
* |  |  |  | Yr | TJ/MW | % | MW | Out/In | Out/In | Out/In | Out/In | Out/In | Out/In | Out/In | Out/In | Out/In | Out/In | Out/In | Out/In | Out/In | Out/In | Out/In | Out/In | $/kW | $/kW | $/kW | $/kW | $/kW | $/kW | $/kW | $/kW | $/kW/yr | $/kW/yr | $/kW/yr | $/kW/yr | $/kW/yr | $/kW/yr | $/kW/yr | $/kW/yr | $/GJ | $/GJ | $/GJ | $/GJ | $/GJ | $/GJ | $/GJ | $/GJ | % | % | % | % | % | % | % | % | % | % | % | % | % | % | % | % | % | % | % | % | % | % | % | % | % | % | % | % | % | % | % | % | % | % | % | % | % | % | % | % | % | % | % | % | % | % | % | % | % | % | % | % | % | % | % | % | % | % | % | % | % | % | % | %
ELCHYDGRDHNSDC120 | ELCHYD | CELC | 2020 | 100 | 31.536 | 0.9 | 0 | [16 empty] | 8970.3682 | 8970.3682 | 8970.3682 | 8970.3682 | 8970.3682 | 8970.3682 | 8970.3682 | 8970.3682 | 161.6996 | 161.6996 | 161.6996 | 161.6996 | 161.6996 | 161.6996 | 161.6996 | 161.6996 | 0 | 0 | 0 | 0 | 0 | 0 | 0 | 0 | 0.66 | 0.66 | 0.66 | 0.66 | 0.66 | 0.66 | 0.66 | 0.66 | bar: EFF~2020 to EFF~2100
ELCHYDGRDHNSDC220 | ELCHYD | CELC | 2020 | 100 | 31.536 | 0.9 | 0 | [16 empty] | 8008.0862 | 8008.0862 | 8008.0862 | 8008.0862 | 8008.0862 | 8008.0862 | 8008.0862 | 8008.0862 | 53.146 | 53.146 | 53.146 | 53.146 | 53.146 | 53.146 | 53.146 | 53.146 | 0 | 0 | 0 | 0 | 0 | 0 | 0 | 0 | 0.66 | 0.66 | 0.66 | 0.66 | 0.66 | 0.66 | 0.66 | 0.66 | bar: EFF~2020 to EFF~2100
ELCHYDGRDHNSDC320 | ELCHYD | CELC | 2020 | 100 | 31.536 | 0.9 | 0 | [16 empty] | 7842.9943 | 7842.9943 | 7842.9943 | 7842.9943 | 7842.9943 | 7842.9943 | 7842.9943 | 7842.9943 | 152.6534 | 152.6534 | 152.6534 | 152.6534 | 152.6534 | 152.6534 | 152.6534 | 152.6534 | 0 | 0 | 0 | 0 | 0 | 0 | 0 | 0 | 0.62 | 0.62 | 0.62 | 0.62 | 0.62 | 0.62 | 0.62 | 0.62 | bar: EFF~2020 to EFF~2100
ELCHYDGRDHNSDC420 | ELCHYD | CELC | 2020 | 100 | 31.536 | 0.9 | 0 | [16 empty] | 7060.5041 | 7060.5041 | 7060.5041 | 7060.5041 | 7060.5041 | 7060.5041 | 7060.5041 | 7060.5041 | 37.3153 | 37.3153 | 37.3153 | 37.3153 | 37.3153 | 37.3153 | 37.3153 | 37.3153 | 0 | 0 | 0 | 0 | 0 | 0 | 0 | 0 | 0.66 | 0.66 | 0.66 | 0.66 | 0.66 | 0.66 | 0.66 | 0.66 | bar: EFF~2020 to EFF~2100
ELCHYDGRDHNSDC520 | ELCHYD | CELC | 2020 | 100 | 31.536 | 0.9 | 0 | [16 empty] | 7060.5041 | 7060.5041 | 7060.5041 | 7060.5041 | 7060.5041 | 7060.5041 | 7060.5041 | 7060.5041 | 37.3153 | 37.3153 | 37.3153 | 37.3153 | 37.3153 | 37.3153 | 37.3153 | 37.3153 | 0 | 0 | 0 | 0 | 0 | 0 | 0 | 0 | 0.66 | 0.66 | 0.66 | 0.66 | 0.66 | 0.66 | 0.66 | 0.66 | bar: EFF~2020 to EFF~2100
ELCHYDGRDHNSNDC120 | ELCHYD | CELC | 2020 | 100 | 31.536 | 0.05 | 0 | [16 empty] | 8970.3682 | 8970.3682 | 8970.3682 | 8970.3682 | 8970.3682 | 8970.3682 | 8970.3682 | 8970.3682 | 161.6996 | 161.6996 | 161.6996 | 161.6996 | 161.6996 | 161.6996 | 161.6996 | 161.6996 | 0 | 0 | 0 | 0 | 0 | 0 | 0 | 0 | 0.66 | 0.66 | 0.66 | 0.66 | 0.66 | 0.66 | 0.66 | 0.66 | [8 empty] | 47.6% | 55.42% | 88.72% | 1.853% | 47.2% | 62.95% | 79.98% | 1.853% | 56.46% | 62.95% | 72.56% | 1.564% | 47.6% | 55.42% | 88.72% | 1.853% | 47.2% | 62.95% | 79.98% | 1.853% | 56.46% | 62.95% | 72.56% | 1.564% | bar: EFF~2020 to EFF~2100
ELCHYDGRDHNSNDC220 | ELCHYD | CELC | 2020 | 100 | 31.536 | 0.05 | 0 | [16 empty] | 8008.0862 | 8008.0862 | 8008.0862 | 8008.0862 | 8008.0862 | 8008.0862 | 8008.0862 | 8008.0862 | 53.146 | 53.146 | 53.146 | 53.146 | 53.146 | 53.146 | 53.146 | 53.146 | 0 | 0 | 0 | 0 | 0 | 0 | 0 | 0 | 0.66 | 0.66 | 0.66 | 0.66 | 0.66 | 0.66 | 0.66 | 0.66 | [8 empty] | 47.6% | 55.42% | 88.72% | 1.853% | 47.2% | 62.95% | 79.98% | 1.853% | 56.46% | 62.95% | 72.56% | 1.564% | 47.6% | 55.42% | 88.72% | 1.853% | 47.2% | 62.95% | 79.98% | 1.853% | 56.46% | 62.95% | 72.56% | 1.564% | bar: EFF~2020 to EFF~2100
ELCHYDGRDHNSNDC320 | ELCHYD | CELC | 2020 | 100 | 31.536 | 0.05 | 0 | [16 empty] | 7842.9943 | 7842.9943 | 7842.9943 | 7842.9943 | 7842.9943 | 7842.9943 | 7842.9943 | 7842.9943 | 152.6534 | 152.6534 | 152.6534 | 152.6534 | 152.6534 | 152.6534 | 152.6534 | 152.6534 | 0 | 0 | 0 | 0 | 0 | 0 | 0 | 0 | 0.62 | 0.62 | 0.62 | 0.62 | 0.62 | 0.62 | 0.62 | 0.62 | [8 empty] | 44.72% | 52.06% | 83.34% | 1.741% | 44.34% | 59.14% | 75.13% | 1.741% | 53.04% | 59.14% | 68.17% | 1.469% | 44.72% | 52.06% | 83.34% | 1.741% | 44.34% | 59.14% | 75.13% | 1.741% | 53.04% | 59.14% | 68.17% | 1.469% | bar: EFF~2020 to EFF~2100
ELCHYDGRDHNSNDC420 | ELCHYD | CELC | 2020 | 100 | 31.536 | 0.05 | 0 | [16 empty] | 7060.5041 | 7060.5041 | 7060.5041 | 7060.5041 | 7060.5041 | 7060.5041 | 7060.5041 | 7060.5041 | 37.3153 | 37.3153 | 37.3153 | 37.3153 | 37.3153 | 37.3153 | 37.3153 | 37.3153 | 0 | 0 | 0 | 0 | 0 | 0 | 0 | 0 | 0.66 | 0.66 | 0.66 | 0.66 | 0.66 | 0.66 | 0.66 | 0.66 | [8 empty] | 47.6% | 55.42% | 88.72% | 1.853% | 47.2% | 62.95% | 79.98% | 1.853% | 56.46% | 62.95% | 72.56% | 1.564% | 47.6% | 55.42% | 88.72% | 1.853% | 47.2% | 62.95% | 79.98% | 1.853% | 56.46% | 62.95% | 72.56% | 1.564% | bar: EFF~2020 to EFF~2100
ELCHYDGRDHNSNDC520 | ELCHYD | CELC | 2020 | 100 | 31.536 | 0.05 | 0 | [16 empty] | 7060.5041 | 7060.5041 | 7060.5041 | 7060.5041 | 7060.5041 | 7060.5041 | 7060.5041 | 7060.5041 | 37.3153 | 37.3153 | 37.3153 | 37.3153 | 37.3153 | 37.3153 | 37.3153 | 37.3153 | 0 | 0 | 0 | 0 | 0 | 0 | 0 | 0 | 0.66 | 0.66 | 0.66 | 0.66 | 0.66 | 0.66 | 0.66 | 0.66 | [8 empty] | 47.6% | 55.42% | 88.72% | 1.853% | 47.2% | 62.95% | 79.98% | 1.853% | 56.46% | 62.95% | 72.56% | 1.564% | 47.6% | 55.42% | 88.72% | 1.853% | 47.2% | 62.95% | 79.98% | 1.853% | 56.46% | 62.95% | 72.56% | 1.564% | bar: EFF~2020 to EFF~2100
ELCHYDGRDHNPNDC120 | ELCHYD | CELC | 2020 | 100 | 31.536 | 0.05 | 0 | [16 empty] | 3188.7607 | 3188.7607 | 3188.7607 | 3188.7607 | 3060.9841 | 3060.9841 | 3060.9841 | 3060.9841 | 96.1151 | 96.1151 | 96.1151 | 96.1151 | 92.7228 | 92.7228 | 92.7228 | 92.7228 | 0 | 0 | 0 | 0 | 0 | 0 | 0 | 0 | 0.33 | 0.33 | 0.33 | 0.33 | 0.33 | 0.33 | 0.33 | 0.33 | [8 empty] | 23.8% | 27.71% | 44.36% | 0.9266% | 23.6% | 31.48% | 39.99% | 0.9266% | 28.23% | 31.48% | 36.28% | 0.7818% | 23.8% | 27.71% | 44.36% | 0.9266% | 23.6% | 31.48% | 39.99% | 0.9266% | 28.23% | 31.48% | 36.28% | 0.7818% | bar: EFF~2020 to EFF~2100
ELCHYDGRDHNPNDC220 | ELCHYD | CELC | 2020 | 100 | 31.536 | 0.05 | 0 | [16 empty] | 6253.137 | 6253.137 | 4777.4871 | 3300.7065 | 3168.4069 | 3168.4069 | 3168.4069 | 3168.4069 | 98.3767 | 98.3767 | 98.3767 | 98.3767 | 93.8536 | 93.8536 | 93.8536 | 93.8536 | 0 | 0 | 0 | 0 | 0 | 0 | 0 | 0 | 0.41 | 0.41 | 0.38 | 0.38 | 0.38 | 0.38 | 0.38 | 0.38 | [8 empty] | 29.57% | 34.43% | 55.12% | 1.151% | 29.32% | 39.11% | 49.68% | 1.151% | 35.08% | 39.11% | 45.08% | 0.9714% | 29.57% | 34.43% | 55.12% | 1.151% | 29.32% | 39.11% | 49.68% | 1.151% | 35.08% | 39.11% | 45.08% | 0.9714% | bar: EFF~2020 to EFF~2100
ELCHYDGRDHNPNDC320 | ELCHYD | CELC | 2020 | 100 | 31.536 | 0.05 | 0 | [16 empty] | 6382.0444 | 6382.0444 | 5010.425 | 3638.8056 | 3492.9368 | 3492.9368 | 3492.9368 | 3492.9368 | 117.5997 | 117.5997 | 117.5997 | 117.5997 | 113.0766 | 113.0766 | 113.0766 | 113.0766 | 0 | 0 | 0 | 0 | 0 | 0 | 0 | 0 | 0.33 | 0.33 | 0.32 | 0.32 | 0.32 | 0.32 | 0.32 | 0.32 | [8 empty] | 23.8% | 27.71% | 44.36% | 0.9266% | 23.6% | 31.48% | 39.99% | 0.9266% | 28.23% | 31.48% | 36.28% | 0.7818% | 23.8% | 27.71% | 44.36% | 0.9266% | 23.6% | 31.48% | 39.99% | 0.9266% | 28.23% | 31.48% | 36.28% | 0.7818% | bar: EFF~2020 to EFF~2100
ELCHYDGRDHNPNDC420 | ELCHYD | CELC | 2020 | 100 | 31.536 | 0.05 | 0 | [16 empty] | 14006.8008 | 14006.8008 | 11382.2925 | 8758.9149 | 8408.3774 | 8408.3774 | 8408.3774 | 8408.3774 | 196.7533 | 196.7533 | 196.7533 | 196.7533 | 188.838 | 188.838 | 188.838 | 188.838 | 0 | 0 | 0 | 0 | 0 | 0 | 0 | 0 | 0.38 | 0.38 | 0.38 | 0.38 | 0.38 | 0.38 | 0.38 | 0.38 | [8 empty] | 27.41% | 31.91% | 51.08% | 1.067% | 27.18% | 36.24% | 46.05% | 1.067% | 32.51% | 36.24% | 41.78% | 0.9003% | 27.41% | 31.91% | 51.08% | 1.067% | 27.18% | 36.24% | 46.05% | 1.067% | 32.51% | 36.24% | 41.78% | 0.9003% | bar: EFF~2020 to EFF~2100
ELCHYDGRDHNPNDC520 | ELCHYD | CELC | 2020 | 100 | 31.536 | 0.05 | 0 | [16 empty] | 14006.8008 | 14006.8008 | 11382.2925 | 8758.9149 | 8408.3774 | 8408.3774 | 8408.3774 | 8408.3774 | 196.7533 | 196.7533 | 196.7533 | 196.7533 | 188.838 | 188.838 | 188.838 | 188.838 | 0 | 0 | 0 | 0 | 0 | 0 | 0 | 0 | 0.38 | 0.38 | 0.38 | 0.38 | 0.38 | 0.38 | 0.38 | 0.38 | [8 empty] | 27.41% | 31.91% | 51.08% | 1.067% | 27.18% | 36.24% | 46.05% | 1.067% | 32.51% | 36.24% | 41.78% | 0.9003% | 27.41% | 31.91% | 51.08% | 1.067% | 27.18% | 36.24% | 46.05% | 1.067% | 32.51% | 36.24% | 41.78% | 0.9003% | bar: EFF~2020 to EFF~2100
ELCHYDGRDHUPDC120 | ELCHYD | CELC | 2020 | 100 | 31.536 | 0.9 | 0 | [16 empty] | 3188.7607 | 3188.7607 | 3188.7607 | 3188.7607 | 3060.9841 | 3060.9841 | 3060.9841 | 3060.9841 | 96.1151 | 96.1151 | 96.1151 | 96.1151 | 92.7228 | 92.7228 | 92.7228 | 92.7228 | 0 | 0 | 0 | 0 | 0 | 0 | 0 | 0 | 0.33 | 0.33 | 0.33 | 0.33 | 0.33 | 0.33 | 0.33 | 0.33 | bar: EFF~2020 to EFF~2100
ELCHYDGRDHUPDC220 | ELCHYD | CELC | 2020 | 100 | 31.536 | 0.9 | 0 | [16 empty] | 6253.137 | 6253.137 | 4777.4871 | 3300.7065 | 3168.4069 | 3168.4069 | 3168.4069 | 3168.4069 | 98.3767 | 98.3767 | 98.3767 | 98.3767 | 93.8536 | 93.8536 | 93.8536 | 93.8536 | 0 | 0 | 0 | 0 | 0 | 0 | 0 | 0 | 0.41 | 0.41 | 0.38 | 0.38 | 0.38 | 0.38 | 0.38 | 0.38 | bar: EFF~2020 to EFF~2100
ELCHYDGRDHUPDC320 | ELCHYD | CELC | 2020 | 100 | 31.536 | 0.9 | 0 | [16 empty] | 6382.0444 | 6382.0444 | 5010.425 | 3638.8056 | 3492.9368 | 3492.9368 | 3492.9368 | 3492.9368 | 117.5997 | 117.5997 | 117.5997 | 117.5997 | 113.0766 | 113.0766 | 113.0766 | 113.0766 | 0 | 0 | 0 | 0 | 0 | 0 | 0 | 0 | 0.33 | 0.33 | 0.32 | 0.32 | 0.32 | 0.32 | 0.32 | 0.32 | bar: EFF~2020 to EFF~2100
ELCHYDGRDHUPDC420 | ELCHYD | CELC | 2020 | 100 | 31.536 | 0.9 | 0 | [16 empty] | 14006.8008 | 14006.8008 | 11382.2925 | 8758.9149 | 8408.3774 | 8408.3774 | 8408.3774 | 8408.3774 | 196.7533 | 196.7533 | 196.7533 | 196.7533 | 188.838 | 188.838 | 188.838 | 188.838 | 0 | 0 | 0 | 0 | 0 | 0 | 0 | 0 | 0.38 | 0.38 | 0.38 | 0.38 | 0.38 | 0.38 | 0.38 | 0.38 | bar: EFF~2020 to EFF~2100
ELCHYDGRDHUPDC520 | ELCHYD | CELC | 2020 | 100 | 31.536 | 0.9 | 0 | [16 empty] | 14006.8008 | 14006.8008 | 11382.2925 | 8758.9149 | 8408.3774 | 8408.3774 | 8408.3774 | 8408.3774 | 196.7533 | 196.7533 | 196.7533 | 196.7533 | 188.838 | 188.838 | 188.838 | 188.838 | 0 | 0 | 0 | 0 | 0 | 0 | 0 | 0 | 0.38 | 0.38 | 0.38 | 0.38 | 0.38 | 0.38 | 0.38 | 0.38 | bar: EFF~2020 to EFF~2100
ELCHYDGRDHUPNDC120 | ELCHYD | CELC | 2020 | 100 | 31.536 | 0.05 | 0 | [16 empty] | 3188.7607 | 3188.7607 | 3188.7607 | 3188.7607 | 3060.9841 | 3060.9841 | 3060.9841 | 3060.9841 | 96.1151 | 96.1151 | 96.1151 | 96.1151 | 92.7228 | 92.7228 | 92.7228 | 92.7228 | 0 | 0 | 0 | 0 | 0 | 0 | 0 | 0 | 0.33 | 0.33 | 0.33 | 0.33 | 0.33 | 0.33 | 0.33 | 0.33 | [8 empty] | 23.8% | 27.71% | 44.36% | 0.9266% | 23.6% | 31.48% | 39.99% | 0.9266% | 28.23% | 31.48% | 36.28% | 0.7818% | 23.8% | 27.71% | 44.36% | 0.9266% | 23.6% | 31.48% | 39.99% | 0.9266% | 28.23% | 31.48% | 36.28% | 0.7818% | bar: EFF~2020 to EFF~2100
ELCHYDGRDHUPNDC220 | ELCHYD | CELC | 2020 | 100 | 31.536 | 0.05 | 0 | [16 empty] | 6253.137 | 6253.137 | 4777.4871 | 3300.7065 | 3168.4069 | 3168.4069 | 3168.4069 | 3168.4069 | 98.3767 | 98.3767 | 98.3767 | 98.3767 | 93.8536 | 93.8536 | 93.8536 | 93.8536 | 0 | 0 | 0 | 0 | 0 | 0 | 0 | 0 | 0.41 | 0.41 | 0.38 | 0.38 | 0.38 | 0.38 | 0.38 | 0.38 | [8 empty] | 29.57% | 34.43% | 55.12% | 1.151% | 29.32% | 39.11% | 49.68% | 1.151% | 35.08% | 39.11% | 45.08% | 0.9714% | 29.57% | 34.43% | 55.12% | 1.151% | 29.32% | 39.11% | 49.68% | 1.151% | 35.08% | 39.11% | 45.08% | 0.9714% | bar: EFF~2020 to EFF~2100
ELCHYDGRDHUPNDC320 | ELCHYD | CELC | 2020 | 100 | 31.536 | 0.05 | 0 | [16 empty] | 6382.0444 | 6382.0444 | 5010.425 | 3638.8056 | 3492.9368 | 3492.9368 | 3492.9368 | 3492.9368 | 117.5997 | 117.5997 | 117.5997 | 117.5997 | 113.0766 | 113.0766 | 113.0766 | 113.0766 | 0 | 0 | 0 | 0 | 0 | 0 | 0 | 0 | 0.33 | 0.33 | 0.32 | 0.32 | 0.32 | 0.32 | 0.32 | 0.32 | [8 empty] | 23.8% | 27.71% | 44.36% | 0.9266% | 23.6% | 31.48% | 39.99% | 0.9266% | 28.23% | 31.48% | 36.28% | 0.7818% | 23.8% | 27.71% | 44.36% | 0.9266% | 23.6% | 31.48% | 39.99% | 0.9266% | 28.23% | 31.48% | 36.28% | 0.7818% | bar: EFF~2020 to EFF~2100
ELCHYDGRDHUPNDC420 | ELCHYD | CELC | 2020 | 100 | 31.536 | 0.05 | 0 | [16 empty] | 14006.8008 | 14006.8008 | 11382.2925 | 8758.9149 | 8408.3774 | 8408.3774 | 8408.3774 | 8408.3774 | 196.7533 | 196.7533 | 196.7533 | 196.7533 | 188.838 | 188.838 | 188.838 | 188.838 | 0 | 0 | 0 | 0 | 0 | 0 | 0 | 0 | 0.38 | 0.38 | 0.38 | 0.38 | 0.38 | 0.38 | 0.38 | 0.38 | [8 empty] | 27.41% | 31.91% | 51.08% | 1.067% | 27.18% | 36.24% | 46.05% | 1.067% | 32.51% | 36.24% | 41.78% | 0.9003% | 27.41% | 31.91% | 51.08% | 1.067% | 27.18% | 36.24% | 46.05% | 1.067% | 32.51% | 36.24% | 41.78% | 0.9003% | bar: EFF~2020 to EFF~2100
ELCHYDGRDHUPNDC520 | ELCHYD | CELC | 2020 | 100 | 31.536 | 0.05 | 0 | [16 empty] | 14006.8008 | 14006.8008 | 11382.2925 | 8758.9149 | 8408.3774 | 8408.3774 | 8408.3774 | 8408.3774 | 196.7533 | 196.7533 | 196.7533 | 196.7533 | 188.838 | 188.838 | 188.838 | 188.838 | 0 | 0 | 0 | 0 | 0 | 0 | 0 | 0 | 0.38 | 0.38 | 0.38 | 0.38 | 0.38 | 0.38 | 0.38 | 0.38 | [8 empty] | 27.41% | 31.91% | 51.08% | 1.067% | 27.18% | 36.24% | 46.05% | 1.067% | 32.51% | 36.24% | 41.78% | 0.9003% | 27.41% | 31.91% | 51.08% | 1.067% | 27.18% | 36.24% | 46.05% | 1.067% | 32.51% | 36.24% | 41.78% | 0.9003% | bar: EFF~2020 to EFF~2100
ELCSTGGRDPSH12HC120 | CELC | CELC | 2020 | 100 | 31.536 | 0.3 | 0 | [8 empty] | 0.8 | 0.8 | 0.8 | 0.8 | 0.8 | 0.8 | 0.8 | 0.8 | 2385.0938 | 2385.0938 | 2385.0938 | 2385.0938 | 2385.0938 | 2385.0938 | 2385.0938 | 2385.0938 | 21.1001 | 21.1001 | 21.1001 | 21.1001 | 21.1001 | 21.1001 | 21.1001 | 21.1001 | 0.16961 | 0.16961 | 0.16961 | 0.16961 | 0.16961 | 0.16961 | 0.16961 | 0.16961 | [8 empty] | 0.5 | 0.5 | 0.5 | 0.5 | 0.5 | 0.5 | 0.5 | 0.5 | [24 empty] | 4.11% | 4.785% | 7.66% | 0.16% | 4.075% | 5.435% | 6.905% | 0.16% | 4.875% | 5.435% | 6.265% | 0.135% | 4.11% | 4.785% | 7.66% | 0.16% | 4.075% | 5.435% | 6.905% | 0.16% | 4.875% | 5.435% | 6.265% | 0.135%
ELCSTGGRDPSH12HC220 | CELC | CELC | 2020 | 100 | 31.536 | 0.3 | 0 | [8 empty] | 0.8 | 0.8 | 0.8 | 0.8 | 0.8 | 0.8 | 0.8 | 0.8 | 2703.9531 | 2703.9531 | 2703.9531 | 2703.9531 | 2703.9531 | 2703.9531 | 2703.9531 | 2703.9531 | 21.1001 | 21.1001 | 21.1001 | 21.1001 | 21.1001 | 21.1001 | 21.1001 | 21.1001 | 0.16961 | 0.16961 | 0.16961 | 0.16961 | 0.16961 | 0.16961 | 0.16961 | 0.16961 | [8 empty] | 0.5 | 0.5 | 0.5 | 0.5 | 0.5 | 0.5 | 0.5 | 0.5 | [24 empty] | 4.11% | 4.785% | 7.66% | 0.16% | 4.075% | 5.435% | 6.905% | 0.16% | 4.875% | 5.435% | 6.265% | 0.135% | 4.11% | 4.785% | 7.66% | 0.16% | 4.075% | 5.435% | 6.905% | 0.16% | 4.875% | 5.435% | 6.265% | 0.135%
ELCSTGGRDPSH12HC320 | CELC | CELC | 2020 | 100 | 31.536 | 0.3 | 0 | [8 empty] | 0.8 | 0.8 | 0.8 | 0.8 | 0.8 | 0.8 | 0.8 | 0.8 | 2902.3052 | 2902.3052 | 2902.3052 | 2902.3052 | 2902.3052 | 2902.3052 | 2902.3052 | 2902.3052 | 21.1001 | 21.1001 | 21.1001 | 21.1001 | 21.1001 | 21.1001 | 21.1001 | 21.1001 | 0.16961 | 0.16961 | 0.16961 | 0.16961 | 0.16961 | 0.16961 | 0.16961 | 0.16961 | [8 empty] | 0.5 | 0.5 | 0.5 | 0.5 | 0.5 | 0.5 | 0.5 | 0.5 | [24 empty] | 4.11% | 4.785% | 7.66% | 0.16% | 4.075% | 5.435% | 6.905% | 0.16% | 4.875% | 5.435% | 6.265% | 0.135% | 4.11% | 4.785% | 7.66% | 0.16% | 4.075% | 5.435% | 6.905% | 0.16% | 4.875% | 5.435% | 6.265% | 0.135%
ELCSTGGRDPSH12HC420 | CELC | CELC | 2020 | 100 | 31.536 | 0.3 | 0 | [8 empty] | 0.8 | 0.8 | 0.8 | 0.8 | 0.8 | 0.8 | 0.8 | 0.8 | 3059.5593 | 3059.5593 | 3059.5593 | 3059.5593 | 3059.5593 | 3059.5593 | 3059.5593 | 3059.5593 | 21.1001 | 21.1001 | 21.1001 | 21.1001 | 21.1001 | 21.1001 | 21.1001 | 21.1001 | 0.16961 | 0.16961 | 0.16961 | 0.16961 | 0.16961 | 0.16961 | 0.16961 | 0.16961 | [8 empty] | 0.5 | 0.5 | 0.5 | 0.5 | 0.5 | 0.5 | 0.5 | 0.5 | [24 empty] | 4.11% | 4.785% | 7.66% | 0.16% | 4.075% | 5.435% | 6.905% | 0.16% | 4.875% | 5.435% | 6.265% | 0.135% | 4.11% | 4.785% | 7.66% | 0.16% | 4.075% | 5.435% | 6.905% | 0.16% | 4.875% | 5.435% | 6.265% | 0.135%
ELCSTGGRDPSH12HC520 | CELC | CELC | 2020 | 100 | 31.536 | 0.3 | 0 | [8 empty] | 0.8 | 0.8 | 0.8 | 0.8 | 0.8 | 0.8 | 0.8 | 0.8 | 3198.7824 | 3198.7824 | 3198.7824 | 3198.7824 | 3198.7824 | 3198.7824 | 3198.7824 | 3198.7824 | 21.1001 | 21.1001 | 21.1001 | 21.1001 | 21.1001 | 21.1001 | 21.1001 | 21.1001 | 0.16961 | 0.16961 | 0.16961 | 0.16961 | 0.16961 | 0.16961 | 0.16961 | 0.16961 | [8 empty] | 0.5 | 0.5 | 0.5 | 0.5 | 0.5 | 0.5 | 0.5 | 0.5 | [24 empty] | 4.11% | 4.785% | 7.66% | 0.16% | 4.075% | 5.435% | 6.905% | 0.16% | 4.875% | 5.435% | 6.265% | 0.135% | 4.11% | 4.785% | 7.66% | 0.16% | 4.075% | 5.435% | 6.905% | 0.16% | 4.875% | 5.435% | 6.265% | 0.135%
ELCSTGGRDPSH12HC620 | CELC | CELC | 2020 | 100 | 31.536 | 0.3 | 0 | [8 empty] | 0.8 | 0.8 | 0.8 | 0.8 | 0.8 | 0.8 | 0.8 | 0.8 | 3332.5121 | 3332.5121 | 3332.5121 | 3332.5121 | 3332.5121 | 3332.5121 | 3332.5121 | 3332.5121 | 21.1001 | 21.1001 | 21.1001 | 21.1001 | 21.1001 | 21.1001 | 21.1001 | 21.1001 | 0.16961 | 0.16961 | 0.16961 | 0.16961 | 0.16961 | 0.16961 | 0.16961 | 0.16961 | [8 empty] | 0.5 | 0.5 | 0.5 | 0.5 | 0.5 | 0.5 | 0.5 | 0.5 | [24 empty] | 4.11% | 4.785% | 7.66% | 0.16% | 4.075% | 5.435% | 6.905% | 0.16% | 4.875% | 5.435% | 6.265% | 0.135% | 4.11% | 4.785% | 7.66% | 0.16% | 4.075% | 5.435% | 6.905% | 0.16% | 4.875% | 5.435% | 6.265% | 0.135%
ELCSTGGRDPSH12HC720 | CELC | CELC | 2020 | 100 | 31.536 | 0.3 | 0 | [8 empty] | 0.8 | 0.8 | 0.8 | 0.8 | 0.8 | 0.8 | 0.8 | 0.8 | 3454.6144 | 3454.6144 | 3454.6144 | 3454.6144 | 3454.6144 | 3454.6144 | 3454.6144 | 3454.6144 | 21.1001 | 21.1001 | 21.1001 | 21.1001 | 21.1001 | 21.1001 | 21.1001 | 21.1001 | 0.16961 | 0.16961 | 0.16961 | 0.16961 | 0.16961 | 0.16961 | 0.16961 | 0.16961 | [8 empty] | 0.5 | 0.5 | 0.5 | 0.5 | 0.5 | 0.5 | 0.5 | 0.5 | [24 empty] | 4.11% | 4.785% | 7.66% | 0.16% | 4.075% | 5.435% | 6.905% | 0.16% | 4.875% | 5.435% | 6.265% | 0.135% | 4.11% | 4.785% | 7.66% | 0.16% | 4.075% | 5.435% | 6.905% | 0.16% | 4.875% | 5.435% | 6.265% | 0.135%
ELCSTGGRDPSH12HC820 | CELC | CELC | 2020 | 100 | 31.536 | 0.3 | 0 | [8 empty] | 0.8 | 0.8 | 0.8 | 0.8 | 0.8 | 0.8 | 0.8 | 0.8 | 3580.1996 | 3580.1996 | 3580.1996 | 3580.1996 | 3580.1996 | 3580.1996 | 3580.1996 | 3580.1996 | 21.1001 | 21.1001 | 21.1001 | 21.1001 | 21.1001 | 21.1001 | 21.1001 | 21.1001 | 0.16961 | 0.16961 | 0.16961 | 0.16961 | 0.16961 | 0.16961 | 0.16961 | 0.16961 | [8 empty] | 0.5 | 0.5 | 0.5 | 0.5 | 0.5 | 0.5 | 0.5 | 0.5 | [24 empty] | 4.11% | 4.785% | 7.66% | 0.16% | 4.075% | 5.435% | 6.905% | 0.16% | 4.875% | 5.435% | 6.265% | 0.135% | 4.11% | 4.785% | 7.66% | 0.16% | 4.075% | 5.435% | 6.905% | 0.16% | 4.875% | 5.435% | 6.265% | 0.135%
ELCSTGGRDPSH12HC920 | CELC | CELC | 2020 | 100 | 31.536 | 0.3 | 0 | [8 empty] | 0.8 | 0.8 | 0.8 | 0.8 | 0.8 | 0.8 | 0.8 | 0.8 | 3708.5882 | 3708.5882 | 3708.5882 | 3708.5882 | 3708.5882 | 3708.5882 | 3708.5882 | 3708.5882 | 21.1001 | 21.1001 | 21.1001 | 21.1001 | 21.1001 | 21.1001 | 21.1001 | 21.1001 | 0.16961 | 0.16961 | 0.16961 | 0.16961 | 0.16961 | 0.16961 | 0.16961 | 0.16961 | [8 empty] | 0.5 | 0.5 | 0.5 | 0.5 | 0.5 | 0.5 | 0.5 | 0.5 | [24 empty] | 4.11% | 4.785% | 7.66% | 0.16% | 4.075% | 5.435% | 6.905% | 0.16% | 4.875% | 5.435% | 6.265% | 0.135% | 4.11% | 4.785% | 7.66% | 0.16% | 4.075% | 5.435% | 6.905% | 0.16% | 4.875% | 5.435% | 6.265% | 0.135%
ELCSTGGRDPSH12HC1020 | CELC | CELC | 2020 | 100 | 31.536 | 0.3 | 0 | [8 empty] | 0.8 | 0.8 | 0.8 | 0.8 | 0.8 | 0.8 | 0.8 | 0.8 | 3847.159 | 3847.159 | 3847.159 | 3847.159 | 3847.159 | 3847.159 | 3847.159 | 3847.159 | 21.1001 | 21.1001 | 21.1001 | 21.1001 | 21.1001 | 21.1001 | 21.1001 | 21.1001 | 0.16961 | 0.16961 | 0.16961 | 0.16961 | 0.16961 | 0.16961 | 0.16961 | 0.16961 | [8 empty] | 0.5 | 0.5 | 0.5 | 0.5 | 0.5 | 0.5 | 0.5 | 0.5 | [24 empty] | 4.11% | 4.785% | 7.66% | 0.16% | 4.075% | 5.435% | 6.905% | 0.16% | 4.875% | 5.435% | 6.265% | 0.135% | 4.11% | 4.785% | 7.66% | 0.16% | 4.075% | 5.435% | 6.905% | 0.16% | 4.875% | 5.435% | 6.265% | 0.135%
ELCSTGGRDPSH12HC1120 | CELC | CELC | 2020 | 100 | 31.536 | 0.3 | 0 | [8 empty] | 0.8 | 0.8 | 0.8 | 0.8 | 0.8 | 0.8 | 0.8 | 0.8 | 3989.3388 | 3989.3388 | 3989.3388 | 3989.3388 | 3989.3388 | 3989.3388 | 3989.3388 | 3989.3388 | 21.1001 | 21.1001 | 21.1001 | 21.1001 | 21.1001 | 21.1001 | 21.1001 | 21.1001 | 0.16961 | 0.16961 | 0.16961 | 0.16961 | 0.16961 | 0.16961 | 0.16961 | 0.16961 | [8 empty] | 0.5 | 0.5 | 0.5 | 0.5 | 0.5 | 0.5 | 0.5 | 0.5 | [24 empty] | 4.11% | 4.785% | 7.66% | 0.16% | 4.075% | 5.435% | 6.905% | 0.16% | 4.875% | 5.435% | 6.265% | 0.135% | 4.11% | 4.785% | 7.66% | 0.16% | 4.075% | 5.435% | 6.905% | 0.16% | 4.875% | 5.435% | 6.265% | 0.135%
ELCSTGGRDPSH12HC1220 | CELC | CELC | 2020 | 100 | 31.536 | 0.3 | 0 | [8 empty] | 0.8 | 0.8 | 0.8 | 0.8 | 0.8 | 0.8 | 0.8 | 0.8 | 4141.3324 | 4141.3324 | 4141.3324 | 4141.3324 | 4141.3324 | 4141.3324 | 4141.3324 | 4141.3324 | 21.1001 | 21.1001 | 21.1001 | 21.1001 | 21.1001 | 21.1001 | 21.1001 | 21.1001 | 0.16961 | 0.16961 | 0.16961 | 0.16961 | 0.16961 | 0.16961 | 0.16961 | 0.16961 | [8 empty] | 0.5 | 0.5 | 0.5 | 0.5 | 0.5 | 0.5 | 0.5 | 0.5 | [24 empty] | 4.11% | 4.785% | 7.66% | 0.16% | 4.075% | 5.435% | 6.905% | 0.16% | 4.875% | 5.435% | 6.265% | 0.135% | 4.11% | 4.785% | 7.66% | 0.16% | 4.075% | 5.435% | 6.905% | 0.16% | 4.875% | 5.435% | 6.265% | 0.135%
ELCSTGGRDPSH12HC1320 | CELC | CELC | 2020 | 100 | 31.536 | 0.3 | 0 | [8 empty] | 0.8 | 0.8 | 0.8 | 0.8 | 0.8 | 0.8 | 0.8 | 0.8 | 4311.6896 | 4311.6896 | 4311.6896 | 4311.6896 | 4311.6896 | 4311.6896 | 4311.6896 | 4311.6896 | 21.1001 | 21.1001 | 21.1001 | 21.1001 | 21.1001 | 21.1001 | 21.1001 | 21.1001 | 0.16961 | 0.16961 | 0.16961 | 0.16961 | 0.16961 | 0.16961 | 0.16961 | 0.16961 | [8 empty] | 0.5 | 0.5 | 0.5 | 0.5 | 0.5 | 0.5 | 0.5 | 0.5 | [24 empty] | 4.11% | 4.785% | 7.66% | 0.16% | 4.075% | 5.435% | 6.905% | 0.16% | 4.875% | 5.435% | 6.265% | 0.135% | 4.11% | 4.785% | 7.66% | 0.16% | 4.075% | 5.435% | 6.905% | 0.16% | 4.875% | 5.435% | 6.265% | 0.135%
ELCSTGGRDPSH12HC1420 | CELC | CELC | 2020 | 100 | 31.536 | 0.3 | 0 | [8 empty] | 0.8 | 0.8 | 0.8 | 0.8 | 0.8 | 0.8 | 0.8 | 0.8 | 4496.5863 | 4496.5863 | 4496.5863 | 4496.5863 | 4496.5863 | 4496.5863 | 4496.5863 | 4496.5863 | 21.1001 | 21.1001 | 21.1001 | 21.1001 | 21.1001 | 21.1001 | 21.1001 | 21.1001 | 0.16961 | 0.16961 | 0.16961 | 0.16961 | 0.16961 | 0.16961 | 0.16961 | 0.16961 | [8 empty] | 0.5 | 0.5 | 0.5 | 0.5 | 0.5 | 0.5 | 0.5 | 0.5 | [24 empty] | 4.11% | 4.785% | 7.66% | 0.16% | 4.075% | 5.435% | 6.905% | 0.16% | 4.875% | 5.435% | 6.265% | 0.135% | 4.11% | 4.785% | 7.66% | 0.16% | 4.075% | 5.435% | 6.905% | 0.16% | 4.875% | 5.435% | 6.265% | 0.135%
ELCSTGGRDPSH12HC1520 | CELC | CELC | 2020 | 100 | 31.536 | 0.3 | 0 | [8 empty] | 0.8 | 0.8 | 0.8 | 0.8 | 0.8 | 0.8 | 0.8 | 0.8 | 4700.5288 | 4700.5288 | 4700.5288 | 4700.5288 | 4700.5288 | 4700.5288 | 4700.5288 | 4700.5288 | 21.1001 | 21.1001 | 21.1001 | 21.1001 | 21.1001 | 21.1001 | 21.1001 | 21.1001 | 0.16961 | 0.16961 | 0.16961 | 0.16961 | 0.16961 | 0.16961 | 0.16961 | 0.16961 | [8 empty] | 0.5 | 0.5 | 0.5 | 0.5 | 0.5 | 0.5 | 0.5 | 0.5 | [24 empty] | 4.11% | 4.785% | 7.66% | 0.16% | 4.075% | 5.435% | 6.905% | 0.16% | 4.875% | 5.435% | 6.265% | 0.135% | 4.11% | 4.785% | 7.66% | 0.16% | 4.075% | 5.435% | 6.905% | 0.16% | 4.875% | 5.435% | 6.265% | 0.135%
ELCSTGGRDPSH10HC120 | CELC | CELC | 2020 | 100 | 31.536 | 0.3 | 0 | [8 empty] | 0.8 | 0.8 | 0.8 | 0.8 | 0.8 | 0.8 | 0.8 | 0.8 | 2385.0938 | 2385.0938 | 2385.0938 | 2385.0938 | 2385.0938 | 2385.0938 | 2385.0938 | 2385.0938 | 21.1001 | 21.1001 | 21.1001 | 21.1001 | 21.1001 | 21.1001 | 21.1001 | 21.1001 | 0.16961 | 0.16961 | 0.16961 | 0.16961 | 0.16961 | 0.16961 | 0.16961 | 0.16961 | [8 empty] | 0.41667 | 0.41667 | 0.41667 | 0.41667 | 0.41667 | 0.41667 | 0.41667 | 0.41667 | [24 empty] | 3.425% | 3.988% | 6.383% | 0.1333% | 3.396% | 4.529% | 5.754% | 0.1333% | 4.062% | 4.529% | 5.221% | 0.1125% | 3.425% | 3.988% | 6.383% | 0.1333% | 3.396% | 4.529% | 5.754% | 0.1333% | 4.062% | 4.529% | 5.221% | 0.1125%
ELCSTGGRDPSH10HC220 | CELC | CELC | 2020 | 100 | 31.536 | 0.3 | 0 | [8 empty] | 0.8 | 0.8 | 0.8 | 0.8 | 0.8 | 0.8 | 0.8 | 0.8 | 2703.9531 | 2703.9531 | 2703.9531 | 2703.9531 | 2703.9531 | 2703.9531 | 2703.9531 | 2703.9531 | 21.1001 | 21.1001 | 21.1001 | 21.1001 | 21.1001 | 21.1001 | 21.1001 | 21.1001 | 0.16961 | 0.16961 | 0.16961 | 0.16961 | 0.16961 | 0.16961 | 0.16961 | 0.16961 | [8 empty] | 0.41667 | 0.41667 | 0.41667 | 0.41667 | 0.41667 | 0.41667 | 0.41667 | 0.41667 | [24 empty] | 3.425% | 3.988% | 6.383% | 0.1333% | 3.396% | 4.529% | 5.754% | 0.1333% | 4.062% | 4.529% | 5.221% | 0.1125% | 3.425% | 3.988% | 6.383% | 0.1333% | 3.396% | 4.529% | 5.754% | 0.1333% | 4.062% | 4.529% | 5.221% | 0.1125%
ELCSTGGRDPSH10HC320 | CELC | CELC | 2020 | 100 | 31.536 | 0.3 | 0 | [8 empty] | 0.8 | 0.8 | 0.8 | 0.8 | 0.8 | 0.8 | 0.8 | 0.8 | 2902.3052 | 2902.3052 | 2902.3052 | 2902.3052 | 2902.3052 | 2902.3052 | 2902.3052 | 2902.3052 | 21.1001 | 21.1001 | 21.1001 | 21.1001 | 21.1001 | 21.1001 | 21.1001 | 21.1001 | 0.16961 | 0.16961 | 0.16961 | 0.16961 | 0.16961 | 0.16961 | 0.16961 | 0.16961 | [8 empty] | 0.41667 | 0.41667 | 0.41667 | 0.41667 | 0.41667 | 0.41667 | 0.41667 | 0.41667 | [24 empty] | 3.425% | 3.988% | 6.383% | 0.1333% | 3.396% | 4.529% | 5.754% | 0.1333% | 4.062% | 4.529% | 5.221% | 0.1125% | 3.425% | 3.988% | 6.383% | 0.1333% | 3.396% | 4.529% | 5.754% | 0.1333% | 4.062% | 4.529% | 5.221% | 0.1125%
ELCSTGGRDPSH10HC420 | CELC | CELC | 2020 | 100 | 31.536 | 0.3 | 0 | [8 empty] | 0.8 | 0.8 | 0.8 | 0.8 | 0.8 | 0.8 | 0.8 | 0.8 | 3059.5593 | 3059.5593 | 3059.5593 | 3059.5593 | 3059.5593 | 3059.5593 | 3059.5593 | 3059.5593 | 21.1001 | 21.1001 | 21.1001 | 21.1001 | 21.1001 | 21.1001 | 21.1001 | 21.1001 | 0.16961 | 0.16961 | 0.16961 | 0.16961 | 0.16961 | 0.16961 | 0.16961 | 0.16961 | [8 empty] | 0.41667 | 0.41667 | 0.41667 | 0.41667 | 0.41667 | 0.41667 | 0.41667 | 0.41667 | [24 empty] | 3.425% | 3.988% | 6.383% | 0.1333% | 3.396% | 4.529% | 5.754% | 0.1333% | 4.062% | 4.529% | 5.221% | 0.1125% | 3.425% | 3.988% | 6.383% | 0.1333% | 3.396% | 4.529% | 5.754% | 0.1333% | 4.062% | 4.529% | 5.221% | 0.1125%
ELCSTGGRDPSH10HC520 | CELC | CELC | 2020 | 100 | 31.536 | 0.3 | 0 | [8 empty] | 0.8 | 0.8 | 0.8 | 0.8 | 0.8 | 0.8 | 0.8 | 0.8 | 3198.7824 | 3198.7824 | 3198.7824 | 3198.7824 | 3198.7824 | 3198.7824 | 3198.7824 | 3198.7824 | 21.1001 | 21.1001 | 21.1001 | 21.1001 | 21.1001 | 21.1001 | 21.1001 | 21.1001 | 0.16961 | 0.16961 | 0.16961 | 0.16961 | 0.16961 | 0.16961 | 0.16961 | 0.16961 | [8 empty] | 0.41667 | 0.41667 | 0.41667 | 0.41667 | 0.41667 | 0.41667 | 0.41667 | 0.41667 | [24 empty] | 3.425% | 3.988% | 6.383% | 0.1333% | 3.396% | 4.529% | 5.754% | 0.1333% | 4.062% | 4.529% | 5.221% | 0.1125% | 3.425% | 3.988% | 6.383% | 0.1333% | 3.396% | 4.529% | 5.754% | 0.1333% | 4.062% | 4.529% | 5.221% | 0.1125%
ELCSTGGRDPSH10HC620 | CELC | CELC | 2020 | 100 | 31.536 | 0.3 | 0 | [8 empty] | 0.8 | 0.8 | 0.8 | 0.8 | 0.8 | 0.8 | 0.8 | 0.8 | 3332.5121 | 3332.5121 | 3332.5121 | 3332.5121 | 3332.5121 | 3332.5121 | 3332.5121 | 3332.5121 | 21.1001 | 21.1001 | 21.1001 | 21.1001 | 21.1001 | 21.1001 | 21.1001 | 21.1001 | 0.16961 | 0.16961 | 0.16961 | 0.16961 | 0.16961 | 0.16961 | 0.16961 | 0.16961 | [8 empty] | 0.41667 | 0.41667 | 0.41667 | 0.41667 | 0.41667 | 0.41667 | 0.41667 | 0.41667 | [24 empty] | 3.425% | 3.988% | 6.383% | 0.1333% | 3.396% | 4.529% | 5.754% | 0.1333% | 4.062% | 4.529% | 5.221% | 0.1125% | 3.425% | 3.988% | 6.383% | 0.1333% | 3.396% | 4.529% | 5.754% | 0.1333% | 4.062% | 4.529% | 5.221% | 0.1125%
ELCSTGGRDPSH10HC720 | CELC | CELC | 2020 | 100 | 31.536 | 0.3 | 0 | [8 empty] | 0.8 | 0.8 | 0.8 | 0.8 | 0.8 | 0.8 | 0.8 | 0.8 | 3454.6144 | 3454.6144 | 3454.6144 | 3454.6144 | 3454.6144 | 3454.6144 | 3454.6144 | 3454.6144 | 21.1001 | 21.1001 | 21.1001 | 21.1001 | 21.1001 | 21.1001 | 21.1001 | 21.1001 | 0.16961 | 0.16961 | 0.16961 | 0.16961 | 0.16961 | 0.16961 | 0.16961 | 0.16961 | [8 empty] | 0.41667 | 0.41667 | 0.41667 | 0.41667 | 0.41667 | 0.41667 | 0.41667 | 0.41667 | [24 empty] | 3.425% | 3.988% | 6.383% | 0.1333% | 3.396% | 4.529% | 5.754% | 0.1333% | 4.062% | 4.529% | 5.221% | 0.1125% | 3.425% | 3.988% | 6.383% | 0.1333% | 3.396% | 4.529% | 5.754% | 0.1333% | 4.062% | 4.529% | 5.221% | 0.1125%
ELCSTGGRDPSH10HC820 | CELC | CELC | 2020 | 100 | 31.536 | 0.3 | 0 | [8 empty] | 0.8 | 0.8 | 0.8 | 0.8 | 0.8 | 0.8 | 0.8 | 0.8 | 3580.1996 | 3580.1996 | 3580.1996 | 3580.1996 | 3580.1996 | 3580.1996 | 3580.1996 | 3580.1996 | 21.1001 | 21.1001 | 21.1001 | 21.1001 | 21.1001 | 21.1001 | 21.1001 | 21.1001 | 0.16961 | 0.16961 | 0.16961 | 0.16961 | 0.16961 | 0.16961 | 0.16961 | 0.16961 | [8 empty] | 0.41667 | 0.41667 | 0.41667 | 0.41667 | 0.41667 | 0.41667 | 0.41667 | 0.41667 | [24 empty] | 3.425% | 3.988% | 6.383% | 0.1333% | 3.396% | 4.529% | 5.754% | 0.1333% | 4.062% | 4.529% | 5.221% | 0.1125% | 3.425% | 3.988% | 6.383% | 0.1333% | 3.396% | 4.529% | 5.754% | 0.1333% | 4.062% | 4.529% | 5.221% | 0.1125%
ELCSTGGRDPSH10HC920 | CELC | CELC | 2020 | 100 | 31.536 | 0.3 | 0 | [8 empty] | 0.8 | 0.8 | 0.8 | 0.8 | 0.8 | 0.8 | 0.8 | 0.8 | 3708.5882 | 3708.5882 | 3708.5882 | 3708.5882 | 3708.5882 | 3708.5882 | 3708.5882 | 3708.5882 | 21.1001 | 21.1001 | 21.1001 | 21.1001 | 21.1001 | 21.1001 | 21.1001 | 21.1001 | 0.16961 | 0.16961 | 0.16961 | 0.16961 | 0.16961 | 0.16961 | 0.16961 | 0.16961 | [8 empty] | 0.41667 | 0.41667 | 0.41667 | 0.41667 | 0.41667 | 0.41667 | 0.41667 | 0.41667 | [24 empty] | 3.425% | 3.988% | 6.383% | 0.1333% | 3.396% | 4.529% | 5.754% | 0.1333% | 4.062% | 4.529% | 5.221% | 0.1125% | 3.425% | 3.988% | 6.383% | 0.1333% | 3.396% | 4.529% | 5.754% | 0.1333% | 4.062% | 4.529% | 5.221% | 0.1125%
ELCSTGGRDPSH10HC1020 | CELC | CELC | 2020 | 100 | 31.536 | 0.3 | 0 | [8 empty] | 0.8 | 0.8 | 0.8 | 0.8 | 0.8 | 0.8 | 0.8 | 0.8 | 3847.159 | 3847.159 | 3847.159 | 3847.159 | 3847.159 | 3847.159 | 3847.159 | 3847.159 | 21.1001 | 21.1001 | 21.1001 | 21.1001 | 21.1001 | 21.1001 | 21.1001 | 21.1001 | 0.16961 | 0.16961 | 0.16961 | 0.16961 | 0.16961 | 0.16961 | 0.16961 | 0.16961 | [8 empty] | 0.41667 | 0.41667 | 0.41667 | 0.41667 | 0.41667 | 0.41667 | 0.41667 | 0.41667 | [24 empty] | 3.425% | 3.988% | 6.383% | 0.1333% | 3.396% | 4.529% | 5.754% | 0.1333% | 4.062% | 4.529% | 5.221% | 0.1125% | 3.425% | 3.988% | 6.383% | 0.1333% | 3.396% | 4.529% | 5.754% | 0.1333% | 4.062% | 4.529% | 5.221% | 0.1125%
ELCSTGGRDPSH10HC1120 | CELC | CELC | 2020 | 100 | 31.536 | 0.3 | 0 | [8 empty] | 0.8 | 0.8 | 0.8 | 0.8 | 0.8 | 0.8 | 0.8 | 0.8 | 3989.3388 | 3989.3388 | 3989.3388 | 3989.3388 | 3989.3388 | 3989.3388 | 3989.3388 | 3989.3388 | 21.1001 | 21.1001 | 21.1001 | 21.1001 | 21.1001 | 21.1001 | 21.1001 | 21.1001 | 0.16961 | 0.16961 | 0.16961 | 0.16961 | 0.16961 | 0.16961 | 0.16961 | 0.16961 | [8 empty] | 0.41667 | 0.41667 | 0.41667 | 0.41667 | 0.41667 | 0.41667 | 0.41667 | 0.41667 | [24 empty] | 3.425% | 3.988% | 6.383% | 0.1333% | 3.396% | 4.529% | 5.754% | 0.1333% | 4.062% | 4.529% | 5.221% | 0.1125% | 3.425% | 3.988% | 6.383% | 0.1333% | 3.396% | 4.529% | 5.754% | 0.1333% | 4.062% | 4.529% | 5.221% | 0.1125%
ELCSTGGRDPSH10HC1220 | CELC | CELC | 2020 | 100 | 31.536 | 0.3 | 0 | [8 empty] | 0.8 | 0.8 | 0.8 | 0.8 | 0.8 | 0.8 | 0.8 | 0.8 | 4141.3324 | 4141.3324 | 4141.3324 | 4141.3324 | 4141.3324 | 4141.3324 | 4141.3324 | 4141.3324 | 21.1001 | 21.1001 | 21.1001 | 21.1001 | 21.1001 | 21.1001 | 21.1001 | 21.1001 | 0.16961 | 0.16961 | 0.16961 | 0.16961 | 0.16961 | 0.16961 | 0.16961 | 0.16961 | [8 empty] | 0.41667 | 0.41667 | 0.41667 | 0.41667 | 0.41667 | 0.41667 | 0.41667 | 0.41667 | [24 empty] | 3.425% | 3.988% | 6.383% | 0.1333% | 3.396% | 4.529% | 5.754% | 0.1333% | 4.062% | 4.529% | 5.221% | 0.1125% | 3.425% | 3.988% | 6.383% | 0.1333% | 3.396% | 4.529% | 5.754% | 0.1333% | 4.062% | 4.529% | 5.221% | 0.1125%
ELCSTGGRDPSH10HC1320 | CELC | CELC | 2020 | 100 | 31.536 | 0.3 | 0 | [8 empty] | 0.8 | 0.8 | 0.8 | 0.8 | 0.8 | 0.8 | 0.8 | 0.8 | 4311.6896 | 4311.6896 | 4311.6896 | 4311.6896 | 4311.6896 | 4311.6896 | 4311.6896 | 4311.6896 | 21.1001 | 21.1001 | 21.1001 | 21.1001 | 21.1001 | 21.1001 | 21.1001 | 21.1001 | 0.16961 | 0.16961 | 0.16961 | 0.16961 | 0.16961 | 0.16961 | 0.16961 | 0.16961 | [8 empty] | 0.41667 | 0.41667 | 0.41667 | 0.41667 | 0.41667 | 0.41667 | 0.41667 | 0.41667 | [24 empty] | 3.425% | 3.988% | 6.383% | 0.1333% | 3.396% | 4.529% | 5.754% | 0.1333% | 4.062% | 4.529% | 5.221% | 0.1125% | 3.425% | 3.988% | 6.383% | 0.1333% | 3.396% | 4.529% | 5.754% | 0.1333% | 4.062% | 4.529% | 5.221% | 0.1125%
ELCSTGGRDPSH10HC1420 | CELC | CELC | 2020 | 100 | 31.536 | 0.3 | 0 | [8 empty] | 0.8 | 0.8 | 0.8 | 0.8 | 0.8 | 0.8 | 0.8 | 0.8 | 4496.5863 | 4496.5863 | 4496.5863 | 4496.5863 | 4496.5863 | 4496.5863 | 4496.5863 | 4496.5863 | 21.1001 | 21.1001 | 21.1001 | 21.1001 | 21.1001 | 21.1001 | 21.1001 | 21.1001 | 0.16961 | 0.16961 | 0.16961 | 0.16961 | 0.16961 | 0.16961 | 0.16961 | 0.16961 | [8 empty] | 0.41667 | 0.41667 | 0.41667 | 0.41667 | 0.41667 | 0.41667 | 0.41667 | 0.41667 | [24 empty] | 3.425% | 3.988% | 6.383% | 0.1333% | 3.396% | 4.529% | 5.754% | 0.1333% | 4.062% | 4.529% | 5.221% | 0.1125% | 3.425% | 3.988% | 6.383% | 0.1333% | 3.396% | 4.529% | 5.754% | 0.1333% | 4.062% | 4.529% | 5.221% | 0.1125%
ELCSTGGRDPSH10HC1520 | CELC | CELC | 2020 | 100 | 31.536 | 0.3 | 0 | [8 empty] | 0.8 | 0.8 | 0.8 | 0.8 | 0.8 | 0.8 | 0.8 | 0.8 | 4700.5288 | 4700.5288 | 4700.5288 | 4700.5288 | 4700.5288 | 4700.5288 | 4700.5288 | 4700.5288 | 21.1001 | 21.1001 | 21.1001 | 21.1001 | 21.1001 | 21.1001 | 21.1001 | 21.1001 | 0.16961 | 0.16961 | 0.16961 | 0.16961 | 0.16961 | 0.16961 | 0.16961 | 0.16961 | [8 empty] | 0.41667 | 0.41667 | 0.41667 | 0.41667 | 0.41667 | 0.41667 | 0.41667 | 0.41667 | [24 empty] | 3.425% | 3.988% | 6.383% | 0.1333% | 3.396% | 4.529% | 5.754% | 0.1333% | 4.062% | 4.529% | 5.221% | 0.1125% | 3.425% | 3.988% | 6.383% | 0.1333% | 3.396% | 4.529% | 5.754% | 0.1333% | 4.062% | 4.529% | 5.221% | 0.1125%
ELCSTGGRDPSH8HC120 | CELC | CELC | 2020 | 100 | 31.536 | 0.3 | 0 | [8 empty] | 0.8 | 0.8 | 0.8 | 0.8 | 0.8 | 0.8 | 0.8 | 0.8 | 2385.0938 | 2385.0938 | 2385.0938 | 2385.0938 | 2385.0938 | 2385.0938 | 2385.0938 | 2385.0938 | 21.1001 | 21.1001 | 21.1001 | 21.1001 | 21.1001 | 21.1001 | 21.1001 | 21.1001 | 0.16961 | 0.16961 | 0.16961 | 0.16961 | 0.16961 | 0.16961 | 0.16961 | 0.16961 | [8 empty] | 0.33333 | 0.33333 | 0.33333 | 0.33333 | 0.33333 | 0.33333 | 0.33333 | 0.33333 | [24 empty] | 2.74% | 3.19% | 5.107% | 0.1067% | 2.717% | 3.623% | 4.603% | 0.1067% | 3.25% | 3.623% | 4.177% | 0.09% | 2.74% | 3.19% | 5.107% | 0.1067% | 2.717% | 3.623% | 4.603% | 0.1067% | 3.25% | 3.623% | 4.177% | 0.09%
ELCSTGGRDPSH8HC220 | CELC | CELC | 2020 | 100 | 31.536 | 0.3 | 0 | [8 empty] | 0.8 | 0.8 | 0.8 | 0.8 | 0.8 | 0.8 | 0.8 | 0.8 | 2703.9531 | 2703.9531 | 2703.9531 | 2703.9531 | 2703.9531 | 2703.9531 | 2703.9531 | 2703.9531 | 21.1001 | 21.1001 | 21.1001 | 21.1001 | 21.1001 | 21.1001 | 21.1001 | 21.1001 | 0.16961 | 0.16961 | 0.16961 | 0.16961 | 0.16961 | 0.16961 | 0.16961 | 0.16961 | [8 empty] | 0.33333 | 0.33333 | 0.33333 | 0.33333 | 0.33333 | 0.33333 | 0.33333 | 0.33333 | [24 empty] | 2.74% | 3.19% | 5.107% | 0.1067% | 2.717% | 3.623% | 4.603% | 0.1067% | 3.25% | 3.623% | 4.177% | 0.09% | 2.74% | 3.19% | 5.107% | 0.1067% | 2.717% | 3.623% | 4.603% | 0.1067% | 3.25% | 3.623% | 4.177% | 0.09%
ELCSTGGRDPSH8HC320 | CELC | CELC | 2020 | 100 | 31.536 | 0.3 | 0 | [8 empty] | 0.8 | 0.8 | 0.8 | 0.8 | 0.8 | 0.8 | 0.8 | 0.8 | 2902.3052 | 2902.3052 | 2902.3052 | 2902.3052 | 2902.3052 | 2902.3052 | 2902.3052 | 2902.3052 | 21.1001 | 21.1001 | 21.1001 | 21.1001 | 21.1001 | 21.1001 | 21.1001 | 21.1001 | 0.16961 | 0.16961 | 0.16961 | 0.16961 | 0.16961 | 0.16961 | 0.16961 | 0.16961 | [8 empty] | 0.33333 | 0.33333 | 0.33333 | 0.33333 | 0.33333 | 0.33333 | 0.33333 | 0.33333 | [24 empty] | 2.74% | 3.19% | 5.107% | 0.1067% | 2.717% | 3.623% | 4.603% | 0.1067% | 3.25% | 3.623% | 4.177% | 0.09% | 2.74% | 3.19% | 5.107% | 0.1067% | 2.717% | 3.623% | 4.603% | 0.1067% | 3.25% | 3.623% | 4.177% | 0.09%
ELCSTGGRDPSH8HC420 | CELC | CELC | 2020 | 100 | 31.536 | 0.3 | 0 | [8 empty] | 0.8 | 0.8 | 0.8 | 0.8 | 0.8 | 0.8 | 0.8 | 0.8 | 3059.5593 | 3059.5593 | 3059.5593 | 3059.5593 | 3059.5593 | 3059.5593 | 3059.5593 | 3059.5593 | 21.1001 | 21.1001 | 21.1001 | 21.1001 | 21.1001 | 21.1001 | 21.1001 | 21.1001 | 0.16961 | 0.16961 | 0.16961 | 0.16961 | 0.16961 | 0.16961 | 0.16961 | 0.16961 | [8 empty] | 0.33333 | 0.33333 | 0.33333 | 0.33333 | 0.33333 | 0.33333 | 0.33333 | 0.33333 | [24 empty] | 2.74% | 3.19% | 5.107% | 0.1067% | 2.717% | 3.623% | 4.603% | 0.1067% | 3.25% | 3.623% | 4.177% | 0.09% | 2.74% | 3.19% | 5.107% | 0.1067% | 2.717% | 3.623% | 4.603% | 0.1067% | 3.25% | 3.623% | 4.177% | 0.09%
ELCSTGGRDPSH8HC520 | CELC | CELC | 2020 | 100 | 31.536 | 0.3 | 0 | [8 empty] | 0.8 | 0.8 | 0.8 | 0.8 | 0.8 | 0.8 | 0.8 | 0.8 | 3198.7824 | 3198.7824 | 3198.7824 | 3198.7824 | 3198.7824 | 3198.7824 | 3198.7824 | 3198.7824 | 21.1001 | 21.1001 | 21.1001 | 21.1001 | 21.1001 | 21.1001 | 21.1001 | 21.1001 | 0.16961 | 0.16961 | 0.16961 | 0.16961 | 0.16961 | 0.16961 | 0.16961 | 0.16961 | [8 empty] | 0.33333 | 0.33333 | 0.33333 | 0.33333 | 0.33333 | 0.33333 | 0.33333 | 0.33333 | [24 empty] | 2.74% | 3.19% | 5.107% | 0.1067% | 2.717% | 3.623% | 4.603% | 0.1067% | 3.25% | 3.623% | 4.177% | 0.09% | 2.74% | 3.19% | 5.107% | 0.1067% | 2.717% | 3.623% | 4.603% | 0.1067% | 3.25% | 3.623% | 4.177% | 0.09%
ELCSTGGRDPSH8HC620 | CELC | CELC | 2020 | 100 | 31.536 | 0.3 | 0 | [8 empty] | 0.8 | 0.8 | 0.8 | 0.8 | 0.8 | 0.8 | 0.8 | 0.8 | 3332.5121 | 3332.5121 | 3332.5121 | 3332.5121 | 3332.5121 | 3332.5121 | 3332.5121 | 3332.5121 | 21.1001 | 21.1001 | 21.1001 | 21.1001 | 21.1001 | 21.1001 | 21.1001 | 21.1001 | 0.16961 | 0.16961 | 0.16961 | 0.16961 | 0.16961 | 0.16961 | 0.16961 | 0.16961 | [8 empty] | 0.33333 | 0.33333 | 0.33333 | 0.33333 | 0.33333 | 0.33333 | 0.33333 | 0.33333 | [24 empty] | 2.74% | 3.19% | 5.107% | 0.1067% | 2.717% | 3.623% | 4.603% | 0.1067% | 3.25% | 3.623% | 4.177% | 0.09% | 2.74% | 3.19% | 5.107% | 0.1067% | 2.717% | 3.623% | 4.603% | 0.1067% | 3.25% | 3.623% | 4.177% | 0.09%
ELCSTGGRDPSH8HC720 | CELC | CELC | 2020 | 100 | 31.536 | 0.3 | 0 | [8 empty] | 0.8 | 0.8 | 0.8 | 0.8 | 0.8 | 0.8 | 0.8 | 0.8 | 3454.6144 | 3454.6144 | 3454.6144 | 3454.6144 | 3454.6144 | 3454.6144 | 3454.6144 | 3454.6144 | 21.1001 | 21.1001 | 21.1001 | 21.1001 | 21.1001 | 21.1001 | 21.1001 | 21.1001 | 0.16961 | 0.16961 | 0.16961 | 0.16961 | 0.16961 | 0.16961 | 0.16961 | 0.16961 | [8 empty] | 0.33333 | 0.33333 | 0.33333 | 0.33333 | 0.33333 | 0.33333 | 0.33333 | 0.33333 | [24 empty] | 2.74% | 3.19% | 5.107% | 0.1067% | 2.717% | 3.623% | 4.603% | 0.1067% | 3.25% | 3.623% | 4.177% | 0.09% | 2.74% | 3.19% | 5.107% | 0.1067% | 2.717% | 3.623% | 4.603% | 0.1067% | 3.25% | 3.623% | 4.177% | 0.09%
ELCSTGGRDPSH8HC820 | CELC | CELC | 2020 | 100 | 31.536 | 0.3 | 0 | [8 empty] | 0.8 | 0.8 | 0.8 | 0.8 | 0.8 | 0.8 | 0.8 | 0.8 | 3580.1996 | 3580.1996 | 3580.1996 | 3580.1996 | 3580.1996 | 3580.1996 | 3580.1996 | 3580.1996 | 21.1001 | 21.1001 | 21.1001 | 21.1001 | 21.1001 | 21.1001 | 21.1001 | 21.1001 | 0.16961 | 0.16961 | 0.16961 | 0.16961 | 0.16961 | 0.16961 | 0.16961 | 0.16961 | [8 empty] | 0.33333 | 0.33333 | 0.33333 | 0.33333 | 0.33333 | 0.33333 | 0.33333 | 0.33333 | [24 empty] | 2.74% | 3.19% | 5.107% | 0.1067% | 2.717% | 3.623% | 4.603% | 0.1067% | 3.25% | 3.623% | 4.177% | 0.09% | 2.74% | 3.19% | 5.107% | 0.1067% | 2.717% | 3.623% | 4.603% | 0.1067% | 3.25% | 3.623% | 4.177% | 0.09%
ELCSTGGRDPSH8HC920 | CELC | CELC | 2020 | 100 | 31.536 | 0.3 | 0 | [8 empty] | 0.8 | 0.8 | 0.8 | 0.8 | 0.8 | 0.8 | 0.8 | 0.8 | 3708.5882 | 3708.5882 | 3708.5882 | 3708.5882 | 3708.5882 | 3708.5882 | 3708.5882 | 3708.5882 | 21.1001 | 21.1001 | 21.1001 | 21.1001 | 21.1001 | 21.1001 | 21.1001 | 21.1001 | 0.16961 | 0.16961 | 0.16961 | 0.16961 | 0.16961 | 0.16961 | 0.16961 | 0.16961 | [8 empty] | 0.33333 | 0.33333 | 0.33333 | 0.33333 | 0.33333 | 0.33333 | 0.33333 | 0.33333 | [24 empty] | 2.74% | 3.19% | 5.107% | 0.1067% | 2.717% | 3.623% | 4.603% | 0.1067% | 3.25% | 3.623% | 4.177% | 0.09% | 2.74% | 3.19% | 5.107% | 0.1067% | 2.717% | 3.623% | 4.603% | 0.1067% | 3.25% | 3.623% | 4.177% | 0.09%
ELCSTGGRDPSH8HC1020 | CELC | CELC | 2020 | 100 | 31.536 | 0.3 | 0 | [8 empty] | 0.8 | 0.8 | 0.8 | 0.8 | 0.8 | 0.8 | 0.8 | 0.8 | 3847.159 | 3847.159 | 3847.159 | 3847.159 | 3847.159 | 3847.159 | 3847.159 | 3847.159 | 21.1001 | 21.1001 | 21.1001 | 21.1001 | 21.1001 | 21.1001 | 21.1001 | 21.1001 | 0.16961 | 0.16961 | 0.16961 | 0.16961 | 0.16961 | 0.16961 | 0.16961 | 0.16961 | [8 empty] | 0.33333 | 0.33333 | 0.33333 | 0.33333 | 0.33333 | 0.33333 | 0.33333 | 0.33333 | [24 empty] | 2.74% | 3.19% | 5.107% | 0.1067% | 2.717% | 3.623% | 4.603% | 0.1067% | 3.25% | 3.623% | 4.177% | 0.09% | 2.74% | 3.19% | 5.107% | 0.1067% | 2.717% | 3.623% | 4.603% | 0.1067% | 3.25% | 3.623% | 4.177% | 0.09%
ELCSTGGRDPSH8HC1120 | CELC | CELC | 2020 | 100 | 31.536 | 0.3 | 0 | [8 empty] | 0.8 | 0.8 | 0.8 | 0.8 | 0.8 | 0.8 | 0.8 | 0.8 | 3989.3388 | 3989.3388 | 3989.3388 | 3989.3388 | 3989.3388 | 3989.3388 | 3989.3388 | 3989.3388 | 21.1001 | 21.1001 | 21.1001 | 21.1001 | 21.1001 | 21.1001 | 21.1001 | 21.1001 | 0.16961 | 0.16961 | 0.16961 | 0.16961 | 0.16961 | 0.16961 | 0.16961 | 0.16961 | [8 empty] | 0.33333 | 0.33333 | 0.33333 | 0.33333 | 0.33333 | 0.33333 | 0.33333 | 0.33333 | [24 empty] | 2.74% | 3.19% | 5.107% | 0.1067% | 2.717% | 3.623% | 4.603% | 0.1067% | 3.25% | 3.623% | 4.177% | 0.09% | 2.74% | 3.19% | 5.107% | 0.1067% | 2.717% | 3.623% | 4.603% | 0.1067% | 3.25% | 3.623% | 4.177% | 0.09%
ELCSTGGRDPSH8HC1220 | CELC | CELC | 2020 | 100 | 31.536 | 0.3 | 0 | [8 empty] | 0.8 | 0.8 | 0.8 | 0.8 | 0.8 | 0.8 | 0.8 | 0.8 | 4141.3324 | 4141.3324 | 4141.3324 | 4141.3324 | 4141.3324 | 4141.3324 | 4141.3324 | 4141.3324 | 21.1001 | 21.1001 | 21.1001 | 21.1001 | 21.1001 | 21.1001 | 21.1001 | 21.1001 | 0.16961 | 0.16961 | 0.16961 | 0.16961 | 0.16961 | 0.16961 | 0.16961 | 0.16961 | [8 empty] | 0.33333 | 0.33333 | 0.33333 | 0.33333 | 0.33333 | 0.33333 | 0.33333 | 0.33333 | [24 empty] | 2.74% | 3.19% | 5.107% | 0.1067% | 2.717% | 3.623% | 4.603% | 0.1067% | 3.25% | 3.623% | 4.177% | 0.09% | 2.74% | 3.19% | 5.107% | 0.1067% | 2.717% | 3.623% | 4.603% | 0.1067% | 3.25% | 3.623% | 4.177% | 0.09%
ELCSTGGRDPSH8HC1320 | CELC | CELC | 2020 | 100 | 31.536 | 0.3 | 0 | [8 empty] | 0.8 | 0.8 | 0.8 | 0.8 | 0.8 | 0.8 | 0.8 | 0.8 | 4311.6896 | 4311.6896 | 4311.6896 | 4311.6896 | 4311.6896 | 4311.6896 | 4311.6896 | 4311.6896 | 21.1001 | 21.1001 | 21.1001 | 21.1001 | 21.1001 | 21.1001 | 21.1001 | 21.1001 | 0.16961 | 0.16961 | 0.16961 | 0.16961 | 0.16961 | 0.16961 | 0.16961 | 0.16961 | [8 empty] | 0.33333 | 0.33333 | 0.33333 | 0.33333 | 0.33333 | 0.33333 | 0.33333 | 0.33333 | [24 empty] | 2.74% | 3.19% | 5.107% | 0.1067% | 2.717% | 3.623% | 4.603% | 0.1067% | 3.25% | 3.623% | 4.177% | 0.09% | 2.74% | 3.19% | 5.107% | 0.1067% | 2.717% | 3.623% | 4.603% | 0.1067% | 3.25% | 3.623% | 4.177% | 0.09%
ELCSTGGRDPSH8HC1420 | CELC | CELC | 2020 | 100 | 31.536 | 0.3 | 0 | [8 empty] | 0.8 | 0.8 | 0.8 | 0.8 | 0.8 | 0.8 | 0.8 | 0.8 | 4496.5863 | 4496.5863 | 4496.5863 | 4496.5863 | 4496.5863 | 4496.5863 | 4496.5863 | 4496.5863 | 21.1001 | 21.1001 | 21.1001 | 21.1001 | 21.1001 | 21.1001 | 21.1001 | 21.1001 | 0.16961 | 0.16961 | 0.16961 | 0.16961 | 0.16961 | 0.16961 | 0.16961 | 0.16961 | [8 empty] | 0.33333 | 0.33333 | 0.33333 | 0.33333 | 0.33333 | 0.33333 | 0.33333 | 0.33333 | [24 empty] | 2.74% | 3.19% | 5.107% | 0.1067% | 2.717% | 3.623% | 4.603% | 0.1067% | 3.25% | 3.623% | 4.177% | 0.09% | 2.74% | 3.19% | 5.107% | 0.1067% | 2.717% | 3.623% | 4.603% | 0.1067% | 3.25% | 3.623% | 4.177% | 0.09%
ELCSTGGRDPSH8HC1520 | CELC | CELC | 2020 | 100 | 31.536 | 0.3 | 0 | [8 empty] | 0.8 | 0.8 | 0.8 | 0.8 | 0.8 | 0.8 | 0.8 | 0.8 | 4700.5288 | 4700.5288 | 4700.5288 | 4700.5288 | 4700.5288 | 4700.5288 | 4700.5288 | 4700.5288 | 21.1001 | 21.1001 | 21.1001 | 21.1001 | 21.1001 | 21.1001 | 21.1001 | 21.1001 | 0.16961 | 0.16961 | 0.16961 | 0.16961 | 0.16961 | 0.16961 | 0.16961 | 0.16961 | [8 empty] | 0.33333 | 0.33333 | 0.33333 | 0.33333 | 0.33333 | 0.33333 | 0.33333 | 0.33333 | [24 empty] | 2.74% | 3.19% | 5.107% | 0.1067% | 2.717% | 3.623% | 4.603% | 0.1067% | 3.25% | 3.623% | 4.177% | 0.09% | 2.74% | 3.19% | 5.107% | 0.1067% | 2.717% | 3.623% | 4.603% | 0.1067% | 3.25% | 3.623% | 4.177% | 0.09%
ELCSOLGRDCSPC120 | ELCSOL | CELC | 2020 | 30 | 31.536 | 1 | 0 | [16 empty] | 7714.0905 | 6685.5451 | 5399.8634 | 5207.0111 | 5014.1588 | 4821.3066 | 4628.4543 | 4628.4543 | 78.1382 | 69.4562 | 58.6037 | 58.6037 | 58.6037 | 58.6037 | 58.6037 | 58.6037 | 1.151 | 1.0583 | 0.94231 | 0.94231 | 0.94231 | 0.94231 | 0.94231 | 0.94231 | 0.666 | 0.666 | 0.666 | 0.666 | 0.666 | 0.666 | 0.666 | 0.666 | bar: EFF~2020 to EFF~2100
ELCSOLGRDCSPC220 | ELCSOL | CELC | 2020 | 30 | 31.536 | 1 | 0 | [16 empty] | 7714.0905 | 6685.5451 | 5399.8634 | 5207.0111 | 5014.1588 | 4821.3066 | 4628.4543 | 4628.4543 | 78.1382 | 69.4562 | 58.6037 | 58.6037 | 58.6037 | 58.6037 | 58.6037 | 58.6037 | 1.151 | 1.0583 | 0.94231 | 0.94231 | 0.94231 | 0.94231 | 0.94231 | 0.94231 | 0.647 | 0.647 | 0.647 | 0.647 | 0.647 | 0.647 | 0.647 | 0.647 | bar: EFF~2020 to EFF~2100
ELCSOLGRDCSPC320 | ELCSOL | CELC | 2020 | 30 | 31.536 | 1 | 0 | [16 empty] | 7714.0905 | 6685.5451 | 5399.8634 | 5207.0111 | 5014.1588 | 4821.3066 | 4628.4543 | 4628.4543 | 78.1382 | 69.4562 | 58.6037 | 58.6037 | 58.6037 | 58.6037 | 58.6037 | 58.6037 | 1.151 | 1.0583 | 0.94231 | 0.94231 | 0.94231 | 0.94231 | 0.94231 | 0.94231 | 0.514 | 0.514 | 0.514 | 0.514 | 0.514 | 0.514 | 0.514 | 0.514 | bar: EFF~2020 to EFF~2100
ELCWNDGRDWONC120 | ELCWND | CELC | 2020 | 30 | 31.536 | 0.05 | 0 | [16 empty] | 1451.7715 | 1350.9393 | 1224.8989 | 1164.5945 | 1104.2901 | 1043.9857 | 983.6813 | 983.6813 | 34.2622 | 32.6038 | 30.5307 | 29.4847 | 28.4388 | 27.3928 | 26.3469 | 26.3469 | 0 | 0 | 0 | 0 | 0 | 0 | 0 | 0 | 0.49815 | 0.51346 | 0.53259 | 0.53474 | 0.5369 | 0.53905 | 0.5412 | 0.5412 | [8 empty] | 87.48% | 87.48% | 8.748% | 70.09% | 101.8% | 101.8% | 10.18% | 90.19% | 52.71% | 52.71% | 5.271% | 38.53% | 87.48% | 87.48% | 8.748% | 70.09% | 101.8% | 101.8% | 10.18% | 90.19% | 52.71% | 52.71% | 5.271% | 38.53% | bar: EFF~2020 to EFF~2100
ELCWNDGRDWONC220 | ELCWND | CELC | 2020 | 30 | 31.536 | 0.05 | 0 | [16 empty] | 1451.7715 | 1350.9393 | 1224.8989 | 1164.5945 | 1104.2901 | 1043.9857 | 983.6813 | 983.6813 | 34.2622 | 32.6038 | 30.5307 | 29.4847 | 28.4388 | 27.3928 | 26.3469 | 26.3469 | 0 | 0 | 0 | 0 | 0 | 0 | 0 | 0 | 0.46737 | 0.48173 | 0.49968 | 0.5017 | 0.50372 | 0.50574 | 0.50776 | 0.50776 | [8 empty] | 82.07% | 82.07% | 8.207% | 65.76% | 95.5% | 95.5% | 9.55% | 84.62% | 49.46% | 49.46% | 4.946% | 36.15% | 82.07% | 82.07% | 8.207% | 65.76% | 95.5% | 95.5% | 9.55% | 84.62% | 49.46% | 49.46% | 4.946% | 36.15% | bar: EFF~2020 to EFF~2100
ELCWNDGRDWONC320 | ELCWND | CELC | 2020 | 30 | 31.536 | 0.05 | 0 | [16 empty] | 1451.7715 | 1350.9393 | 1224.8989 | 1164.5945 | 1104.2901 | 1043.9857 | 983.6813 | 983.6813 | 34.2622 | 32.6038 | 30.5307 | 29.4847 | 28.4388 | 27.3928 | 26.3469 | 26.3469 | 0 | 0 | 0 | 0 | 0 | 0 | 0 | 0 | 0.45684 | 0.47088 | 0.48842 | 0.4904 | 0.49237 | 0.49435 | 0.49632 | 0.49632 | [8 empty] | 80.22% | 80.22% | 8.022% | 64.28% | 93.35% | 93.35% | 9.335% | 82.71% | 48.34% | 48.34% | 4.834% | 35.34% | 80.22% | 80.22% | 8.022% | 64.28% | 93.35% | 93.35% | 9.335% | 82.71% | 48.34% | 48.34% | 4.834% | 35.34% | bar: EFF~2020 to EFF~2100
ELCWNDGRDWONC420 | ELCWND | CELC | 2020 | 30 | 31.536 | 0.05 | 0 | [16 empty] | 1451.7715 | 1350.9393 | 1224.8989 | 1164.5945 | 1104.2901 | 1043.9857 | 983.6813 | 983.6813 | 34.2622 | 32.6038 | 30.5307 | 29.4847 | 28.4388 | 27.3928 | 26.3469 | 26.3469 | 0 | 0 | 0 | 0 | 0 | 0 | 0 | 0 | 0.44469 | 0.45835 | 0.47543 | 0.47736 | 0.47928 | 0.4812 | 0.48312 | 0.48312 | [8 empty] | 78.09% | 78.09% | 7.809% | 62.57% | 90.87% | 90.87% | 9.087% | 80.51% | 47.06% | 47.06% | 4.706% | 34.4% | 78.09% | 78.09% | 7.809% | 62.57% | 90.87% | 90.87% | 9.087% | 80.51% | 47.06% | 47.06% | 4.706% | 34.4% | bar: EFF~2020 to EFF~2100
ELCWNDGRDWONC520 | ELCWND | CELC | 2020 | 30 | 31.536 | 0.05 | 0 | [16 empty] | 1451.7715 | 1350.9393 | 1224.8989 | 1164.5945 | 1104.2901 | 1043.9857 | 983.6813 | 983.6813 | 34.2622 | 32.6038 | 30.5307 | 29.4847 | 28.4388 | 27.3928 | 26.3469 | 26.3469 | 0 | 0 | 0 | 0 | 0 | 0 | 0 | 0 | 0.43011 | 0.44333 | 0.45985 | 0.4617 | 0.46356 | 0.46542 | 0.46728 | 0.46728 | [8 empty] | 75.53% | 75.53% | 7.553% | 60.52% | 87.89% | 87.89% | 8.789% | 77.87% | 45.51% | 45.51% | 4.551% | 33.27% | 75.53% | 75.53% | 7.553% | 60.52% | 87.89% | 87.89% | 8.789% | 77.87% | 45.51% | 45.51% | 4.551% | 33.27% | bar: EFF~2020 to EFF~2100
ELCWNDGRDWONC620 | ELCWND | CELC | 2020 | 30 | 31.536 | 0.05 | 0 | [16 empty] | 1451.7715 | 1350.9393 | 1224.8989 | 1164.5945 | 1104.2901 | 1043.9857 | 983.6813 | 983.6813 | 34.2622 | 32.6038 | 30.5307 | 29.4847 | 28.4388 | 27.3928 | 26.3469 | 26.3469 | 0 | 0 | 0 | 0 | 0 | 0 | 0 | 0 | 0.40743 | 0.41995 | 0.4356 | 0.43736 | 0.43912 | 0.44088 | 0.44264 | 0.44264 | [8 empty] | 71.54% | 71.54% | 7.154% | 57.33% | 83.25% | 83.25% | 8.325% | 73.77% | 43.11% | 43.11% | 4.311% | 31.51% | 71.54% | 71.54% | 7.154% | 57.33% | 83.25% | 83.25% | 8.325% | 73.77% | 43.11% | 43.11% | 4.311% | 31.51% | bar: EFF~2020 to EFF~2100
ELCWNDGRDWONC720 | ELCWND | CELC | 2020 | 30 | 31.536 | 0.05 | 0 | [16 empty] | 1451.7715 | 1350.9393 | 1224.8989 | 1164.5945 | 1104.2901 | 1043.9857 | 983.6813 | 983.6813 | 34.2622 | 32.6038 | 30.5307 | 29.4847 | 28.4388 | 27.3928 | 26.3469 | 26.3469 | 0 | 0 | 0 | 0 | 0 | 0 | 0 | 0 | 0.37584 | 0.38739 | 0.40182 | 0.40345 | 0.40507 | 0.4067 | 0.40832 | 0.40832 | [8 empty] | 66% | 66% | 6.6% | 52.88% | 76.8% | 76.8% | 7.68% | 68.05% | 39.77% | 39.77% | 3.977% | 29.07% | 66% | 66% | 6.6% | 52.88% | 76.8% | 76.8% | 7.68% | 68.05% | 39.77% | 39.77% | 3.977% | 29.07% | bar: EFF~2020 to EFF~2100
ELCWNDGRDWONC820 | ELCWND | CELC | 2020 | 30 | 31.536 | 0.05 | 0 | [16 empty] | 1585.9778 | 1451.0614 | 1282.4159 | 1219.7005 | 1156.985 | 1094.2695 | 1031.5541 | 1031.5541 | 32.2268 | 30.2668 | 27.8168 | 26.884 | 25.9511 | 25.0182 | 24.0853 | 24.0853 | 0 | 0 | 0 | 0 | 0 | 0 | 0 | 0 | 0.33939 | 0.34982 | 0.36285 | 0.36432 | 0.36579 | 0.36725 | 0.36872 | 0.36872 | [8 empty] | 59.6% | 59.6% | 5.96% | 47.75% | 69.35% | 69.35% | 6.935% | 61.45% | 35.91% | 35.91% | 3.591% | 26.25% | 59.6% | 59.6% | 5.96% | 47.75% | 69.35% | 69.35% | 6.935% | 61.45% | 35.91% | 35.91% | 3.591% | 26.25% | bar: EFF~2020 to EFF~2100
ELCWNDGRDWONC920 | ELCWND | CELC | 2020 | 30 | 31.536 | 0.05 | 0 | [16 empty] | 1508.2234 | 1435.7946 | 1345.2586 | 1281.5798 | 1217.9009 | 1154.2221 | 1090.5433 | 1090.5433 | 43.4214 | 41.763 | 39.6899 | 38.1351 | 36.5803 | 35.0255 | 33.4707 | 33.4707 | 0 | 0 | 0 | 0 | 0 | 0 | 0 | 0 | 0.32805 | 0.33813 | 0.35073 | 0.35215 | 0.35357 | 0.35498 | 0.3564 | 0.3564 | [8 empty] | 57.61% | 57.61% | 5.761% | 46.16% | 67.03% | 67.03% | 6.703% | 59.39% | 34.71% | 34.71% | 3.471% | 25.37% | 57.61% | 57.61% | 5.761% | 46.16% | 67.03% | 67.03% | 6.703% | 59.39% | 34.71% | 34.71% | 3.471% | 25.37% | bar: EFF~2020 to EFF~2100
ELCWNDGRDWONC1020 | ELCWND | CELC | 2020 | 30 | 31.536 | 0.05 | 0 | [16 empty] | 2088.719 | 1887.5278 | 1636.0389 | 1557.4874 | 1478.9358 | 1400.3842 | 1321.8326 | 1321.8326 | 34.2622 | 32.6038 | 30.5307 | 29.4847 | 28.4388 | 27.3928 | 26.3469 | 26.3469 | 0 | 0 | 0 | 0 | 0 | 0 | 0 | 0 | 0.25839 | 0.26633 | 0.27625 | 0.27737 | 0.27849 | 0.2796 | 0.28072 | 0.28072 | [8 empty] | 45.37% | 45.37% | 4.537% | 36.36% | 52.8% | 52.8% | 5.28% | 46.78% | 27.34% | 27.34% | 2.734% | 19.99% | 45.37% | 45.37% | 4.537% | 36.36% | 52.8% | 52.8% | 5.28% | 46.78% | 27.34% | 27.34% | 2.734% | 19.99% | bar: EFF~2020 to EFF~2100
ELCWNDGRDWOFC120 | ELCWND | CELC | 2020 | 30 | 31.536 | 0.05 | 0 | [16 empty] | 2535.3823 | 2211.51 | 2032.8204 | 1922.3603 | 1842.1939 | 1779.232 | 1727.3792 | 1727.3792 | 121.3276 | 107.7706 | 98.2747 | 91.9099 | 87.1156 | 83.2682 | 80.0547 | 80.0547 | 0 | 0 | 0 | 0 | 0 | 0 | 0 | 0 | 0.46352 | 0.48634 | 0.50892 | 0.519 | 0.52783 | 0.5359 | 0.54347 | 0.54347 | [8 empty] | 81.39% | 81.39% | 8.139% | 65.22% | 94.71% | 94.71% | 9.471% | 83.92% | 49.05% | 49.05% | 4.905% | 35.85% | 81.39% | 81.39% | 8.139% | 65.22% | 94.71% | 94.71% | 9.471% | 83.92% | 49.05% | 49.05% | 4.905% | 35.85% | bar: EFF~2020 to EFF~2100
ELCWNDGRDWOFC220 | ELCWND | CELC | 2020 | 30 | 31.536 | 0.05 | 0 | [16 empty] | 2543.1481 | 2218.2839 | 2039.0469 | 1928.2485 | 1847.8366 | 1784.6818 | 1732.6702 | 1732.6702 | 123.936 | 110.0875 | 100.3875 | 93.8858 | 88.9885 | 85.0584 | 81.7758 | 81.7758 | 0 | 0 | 0 | 0 | 0 | 0 | 0 | 0 | 0.45178 | 0.47433 | 0.49671 | 0.50666 | 0.51539 | 0.52339 | 0.53089 | 0.53089 | [8 empty] | 79.33% | 79.33% | 7.933% | 63.57% | 92.31% | 92.31% | 9.231% | 81.8% | 47.81% | 47.81% | 4.781% | 34.94% | 79.33% | 79.33% | 7.933% | 63.57% | 92.31% | 92.31% | 9.231% | 81.8% | 47.81% | 47.81% | 4.781% | 34.94% | bar: EFF~2020 to EFF~2100
ELCWNDGRDWOFC320 | ELCWND | CELC | 2020 | 30 | 31.536 | 0.05 | 0 | [16 empty] | 2675.4269 | 2333.6652 | 2145.1055 | 2028.544 | 1943.9495 | 1877.5098 | 1822.7929 | 1822.7929 | 126.1512 | 112.0552 | 102.1818 | 95.564 | 90.5791 | 86.5787 | 83.2374 | 83.2374 | 0 | 0 | 0 | 0 | 0 | 0 | 0 | 0 | 0.45513 | 0.47776 | 0.5002 | 0.51019 | 0.51895 | 0.52696 | 0.53448 | 0.53448 | [8 empty] | 79.92% | 79.92% | 7.992% | 64.04% | 93% | 93% | 9.3% | 82.4% | 48.16% | 48.16% | 4.816% | 35.2% | 79.92% | 79.92% | 7.992% | 64.04% | 93% | 93% | 9.3% | 82.4% | 48.16% | 48.16% | 4.816% | 35.2% | bar: EFF~2020 to EFF~2100
ELCWNDGRDWOFC420 | ELCWND | CELC | 2020 | 30 | 31.536 | 0.05 | 0 | [16 empty] | 2793.6544 | 2436.7902 | 2239.898 | 2118.1857 | 2029.853 | 1960.4773 | 1903.3424 | 1903.3424 | 127.3262 | 113.0989 | 103.1336 | 96.4541 | 91.4228 | 87.3852 | 84.0128 | 84.0128 | 0 | 0 | 0 | 0 | 0 | 0 | 0 | 0 | 0.45308 | 0.47565 | 0.49806 | 0.50803 | 0.51677 | 0.52477 | 0.53228 | 0.53228 | [8 empty] | 79.56% | 79.56% | 7.956% | 63.75% | 92.58% | 92.58% | 9.258% | 82.03% | 47.94% | 47.94% | 4.794% | 35.04% | 79.56% | 79.56% | 7.956% | 63.75% | 92.58% | 92.58% | 9.258% | 82.03% | 47.94% | 47.94% | 4.794% | 35.04% | bar: EFF~2020 to EFF~2100
ELCWNDGRDWOFC520 | ELCWND | CELC | 2020 | 30 | 31.536 | 0.05 | 0 | [16 empty] | 2842.9529 | 2479.7912 | 2279.4246 | 2155.5644 | 2065.6729 | 1995.073 | 1936.9299 | 1936.9299 | 130.838 | 116.2183 | 105.9781 | 99.1144 | 93.9443 | 89.7954 | 86.3299 | 86.3299 | 0 | 0 | 0 | 0 | 0 | 0 | 0 | 0 | 0.44582 | 0.46823 | 0.49052 | 0.50041 | 0.50909 | 0.51704 | 0.52451 | 0.52451 | [8 empty] | 78.29% | 78.29% | 7.829% | 62.73% | 91.1% | 91.1% | 9.11% | 80.72% | 47.18% | 47.18% | 4.718% | 34.48% | 78.29% | 78.29% | 7.829% | 62.73% | 91.1% | 91.1% | 9.11% | 80.72% | 47.18% | 47.18% | 4.718% | 34.48% | bar: EFF~2020 to EFF~2100
ELCWNDGRDWOFC620 | ELCWND | CELC | 2020 | 30 | 31.536 | 0.05 | 0 | [16 empty] | 2869.2718 | 2502.7482 | 2300.5266 | 2175.5198 | 2084.7961 | 2013.5426 | 1954.8612 | 1954.8612 | 128.9907 | 114.5774 | 104.4818 | 97.715 | 92.6179 | 88.5275 | 85.111 | 85.111 | 0 | 0 | 0 | 0 | 0 | 0 | 0 | 0 | 0.38319 | 0.40412 | 0.42538 | 0.43457 | 0.44273 | 0.45027 | 0.45739 | 0.45739 | [8 empty] | 67.29% | 67.29% | 6.729% | 53.91% | 78.3% | 78.3% | 7.83% | 69.38% | 40.55% | 40.55% | 4.055% | 29.64% | 67.29% | 67.29% | 6.729% | 53.91% | 78.3% | 78.3% | 7.83% | 69.38% | 40.55% | 40.55% | 4.055% | 29.64% | bar: EFF~2020 to EFF~2100
ELCWNDGRDWOFC720 | ELCWND | CELC | 2020 | 30 | 31.536 | 0.05 | 0 | [16 empty] | 3131.3689 | 2731.3647 | 2510.6709 | 2374.2452 | 2275.2343 | 2197.4721 | 2133.4304 | 2133.4304 | 123.2685 | 109.4946 | 99.8469 | 93.3802 | 88.5093 | 84.6004 | 81.3354 | 81.3354 | 0 | 0 | 0 | 0 | 0 | 0 | 0 | 0 | 0.2967 | 0.31561 | 0.33544 | 0.34368 | 0.35112 | 0.35808 | 0.36472 | 0.36472 | [8 empty] | 52.1% | 52.1% | 5.21% | 41.75% | 60.63% | 60.63% | 6.063% | 53.72% | 31.4% | 31.4% | 3.14% | 22.95% | 52.1% | 52.1% | 5.21% | 41.75% | 60.63% | 60.63% | 6.063% | 53.72% | 31.4% | 31.4% | 3.14% | 22.95% | bar: EFF~2020 to EFF~2100
ELCWNDGRDWOFC820 | ELCWND | CELC | 2020 | 30 | 31.536 | 0.05 | 0 | [16 empty] | 3855.1489 | 3380.137 | 3118.0595 | 2956.0516 | 2838.4744 | 2746.1305 | 2670.0798 | 2670.0798 | 89.2484 | 79.9389 | 73.4182 | 69.0476 | 65.7554 | 63.1134 | 60.9067 | 60.9067 | 0 | 0 | 0 | 0 | 0 | 0 | 0 | 0 | 0.52376 | 0.54102 | 0.55971 | 0.56718 | 0.57404 | 0.58053 | 0.58678 | 0.58678 | [8 empty] | 91.97% | 91.97% | 9.197% | 73.69% | 107% | 107% | 10.7% | 94.83% | 55.42% | 55.42% | 5.542% | 40.51% | 91.97% | 91.97% | 9.197% | 73.69% | 107% | 107% | 10.7% | 94.83% | 55.42% | 55.42% | 5.542% | 40.51% | bar: EFF~2020 to EFF~2100
ELCWNDGRDWOFC920 | ELCWND | CELC | 2020 | 30 | 31.536 | 0.05 | 0 | [16 empty] | 3869.7725 | 3392.9588 | 3129.8871 | 2967.2647 | 2849.2415 | 2756.5473 | 2680.2082 | 2680.2082 | 90.2572 | 80.8425 | 74.2481 | 69.8281 | 66.4987 | 63.8268 | 61.5952 | 61.5952 | 0 | 0 | 0 | 0 | 0 | 0 | 0 | 0 | 0.51103 | 0.52816 | 0.54676 | 0.55417 | 0.56098 | 0.56744 | 0.57366 | 0.57366 | [8 empty] | 89.74% | 89.74% | 8.974% | 71.9% | 104.4% | 104.4% | 10.44% | 92.52% | 54.08% | 54.08% | 5.408% | 39.53% | 89.74% | 89.74% | 8.974% | 71.9% | 104.4% | 104.4% | 10.44% | 92.52% | 54.08% | 54.08% | 5.408% | 39.53% | bar: EFF~2020 to EFF~2100
ELCWNDGRDWOFC1020 | ELCWND | CELC | 2020 | 30 | 31.536 | 0.05 | 0 | [16 empty] | 3976.2331 | 3486.3019 | 3215.9929 | 3048.8966 | 2927.6265 | 2832.3822 | 2753.9429 | 2753.9429 | 93.9139 | 84.1178 | 77.2562 | 72.6571 | 69.1928 | 66.4127 | 64.0907 | 64.0907 | 0 | 0 | 0 | 0 | 0 | 0 | 0 | 0 | 0.50203 | 0.51907 | 0.5376 | 0.54497 | 0.55175 | 0.55818 | 0.56438 | 0.56438 | [8 empty] | 88.16% | 88.16% | 8.816% | 70.64% | 102.6% | 102.6% | 10.26% | 90.89% | 53.12% | 53.12% | 5.312% | 38.83% | 88.16% | 88.16% | 8.816% | 70.64% | 102.6% | 102.6% | 10.26% | 90.89% | 53.12% | 53.12% | 5.312% | 38.83% | bar: EFF~2020 to EFF~2100
ELCWNDGRDWOFC1120 | ELCWND | CELC | 2020 | 30 | 31.536 | 0.05 | 0 | [16 empty] | 4121.519 | 3613.6864 | 3333.5006 | 3160.2989 | 3034.5978 | 2935.8734 | 2854.568 | 2854.568 | 101.6216 | 91.0215 | 83.5968 | 78.6202 | 74.8716 | 71.8634 | 69.3507 | 69.3507 | 0 | 0 | 0 | 0 | 0 | 0 | 0 | 0 | 0.49527 | 0.51225 | 0.53073 | 0.53807 | 0.54483 | 0.55124 | 0.55742 | 0.55742 | [8 empty] | 86.97% | 86.97% | 8.697% | 69.69% | 101.2% | 101.2% | 10.12% | 89.67% | 52.41% | 52.41% | 5.241% | 38.31% | 86.97% | 86.97% | 8.697% | 69.69% | 101.2% | 101.2% | 10.12% | 89.67% | 52.41% | 52.41% | 5.241% | 38.31% | bar: EFF~2020 to EFF~2100
ELCWNDGRDWOFC1220 | ELCWND | CELC | 2020 | 30 | 31.536 | 0.05 | 0 | [16 empty] | 4165.6333 | 3652.3652 | 3369.1805 | 3194.1249 | 3067.0784 | 2967.2972 | 2885.1217 | 2885.1217 | 108.1044 | 96.8281 | 88.9297 | 83.6356 | 79.6479 | 76.4478 | 73.7748 | 73.7748 | 0 | 0 | 0 | 0 | 0 | 0 | 0 | 0 | 0.46682 | 0.4835 | 0.50179 | 0.50899 | 0.51565 | 0.52198 | 0.52809 | 0.52809 | [8 empty] | 81.97% | 81.97% | 8.197% | 65.68% | 95.39% | 95.39% | 9.539% | 84.52% | 49.4% | 49.4% | 4.94% | 36.11% | 81.97% | 81.97% | 8.197% | 65.68% | 95.39% | 95.39% | 9.539% | 84.52% | 49.4% | 49.4% | 4.94% | 36.11% | bar: EFF~2020 to EFF~2100
ELCWNDGRDWOFC1320 | ELCWND | CELC | 2020 | 30 | 31.536 | 0.05 | 0 | [16 empty] | 4170.1455 | 3656.3214 | 3372.83 | 3197.5848 | 3070.4006 | 2970.5114 | 2888.2468 | 2888.2468 | 110.8088 | 99.2504 | 91.1544 | 85.7279 | 81.6405 | 78.3603 | 75.6205 | 75.6205 | 0 | 0 | 0 | 0 | 0 | 0 | 0 | 0 | 0.37287 | 0.38861 | 0.40623 | 0.41298 | 0.4193 | 0.42536 | 0.43125 | 0.43125 | [8 empty] | 65.48% | 65.48% | 6.548% | 52.46% | 76.19% | 76.19% | 7.619% | 67.51% | 39.46% | 39.46% | 3.946% | 28.84% | 65.48% | 65.48% | 6.548% | 52.46% | 76.19% | 76.19% | 7.619% | 67.51% | 39.46% | 39.46% | 3.946% | 28.84% | bar: EFF~2020 to EFF~2100
ELCWNDGRDWOFC1420 | ELCWND | CELC | 2020 | 30 | 31.536 | 0.05 | 0 | [16 empty] | 4581.0667 | 4016.611 | 3705.1847 | 3512.671 | 3372.9543 | 3263.2221 | 3172.8513 | 3172.8513 | 100.033 | 89.5986 | 82.29 | 77.3912 | 73.7012 | 70.74 | 68.2666 | 68.2666 | 0 | 0 | 0 | 0 | 0 | 0 | 0 | 0 | 0.30701 | 0.32208 | 0.33923 | 0.34568 | 0.35176 | 0.35763 | 0.36336 | 0.36336 | [8 empty] | 53.91% | 53.91% | 5.391% | 43.2% | 62.73% | 62.73% | 6.273% | 55.59% | 32.49% | 32.49% | 3.249% | 23.75% | 53.91% | 53.91% | 5.391% | 43.2% | 62.73% | 62.73% | 6.273% | 55.59% | 32.49% | 32.49% | 3.249% | 23.75% | bar: EFF~2020 to EFF~2100
ELCSOLGRDUPVC120 | ELCSOL | CELC | 2020 | 30 | 31.536 | 0.05 | 0 | [16 empty] | 1408.7256 | 1361.64 | 1133.2996 | 904.9592 | 833.3887 | 761.8182 | 690.2477 | 690.2477 | 25.4749 | 23.1615 | 20.3336 | 17.5477 | 16.7856 | 16.0235 | 15.2615 | 15.2615 | 0 | 0 | 0 | 0 | 0 | 0 | 0 | 0 | 0.19687 | 0.20238 | 0.20926 | 0.21614 | 0.22074 | 0.22534 | 0.22995 | 0.22995 | [8 empty] | 30.81% | 30.81% | 3.081% | 0% | 35.49% | 35.49% | 3.549% | 0% | 29.69% | 29.69% | 2.969% | 0% | 30.81% | 30.81% | 3.081% | 0% | 35.49% | 35.49% | 3.549% | 0% | 29.69% | 29.69% | 2.969% | 0% | bar: EFF~2020 to EFF~2100
ELCSOLGRDUPVC220 | ELCSOL | CELC | 2020 | 30 | 31.536 | 0.05 | 0 | [16 empty] | 1408.7256 | 1361.64 | 1133.2996 | 904.9592 | 833.3887 | 761.8182 | 690.2477 | 690.2477 | 25.4749 | 23.1615 | 20.3336 | 17.5477 | 16.7856 | 16.0235 | 15.2615 | 15.2615 | 0 | 0 | 0 | 0 | 0 | 0 | 0 | 0 | 0.22558 | 0.23163 | 0.2392 | 0.24676 | 0.25184 | 0.25692 | 0.262 | 0.262 | [8 empty] | 35.31% | 35.31% | 3.531% | 0% | 40.66% | 40.66% | 4.066% | 0% | 34.02% | 34.02% | 3.402% | 0% | 35.31% | 35.31% | 3.531% | 0% | 40.66% | 40.66% | 4.066% | 0% | 34.02% | 34.02% | 3.402% | 0% | bar: EFF~2020 to EFF~2100
ELCSOLGRDUPVC320 | ELCSOL | CELC | 2020 | 30 | 31.536 | 0.05 | 0 | [16 empty] | 1408.7256 | 1361.64 | 1133.2996 | 904.9592 | 833.3887 | 761.8182 | 690.2477 | 690.2477 | 25.4749 | 23.1615 | 20.3336 | 17.5477 | 16.7856 | 16.0235 | 15.2615 | 15.2615 | 0 | 0 | 0 | 0 | 0 | 0 | 0 | 0 | 0.24738 | 0.2538 | 0.26182 | 0.26984 | 0.27536 | 0.28088 | 0.2864 | 0.2864 | [8 empty] | 38.72% | 38.72% | 3.872% | 0% | 44.59% | 44.59% | 4.459% | 0% | 37.31% | 37.31% | 3.731% | 0% | 38.72% | 38.72% | 3.872% | 0% | 44.59% | 44.59% | 4.459% | 0% | 37.31% | 37.31% | 3.731% | 0% | bar: EFF~2020 to EFF~2100
ELCSOLGRDUPVC420 | ELCSOL | CELC | 2020 | 30 | 31.536 | 0.05 | 0 | [16 empty] | 1408.7256 | 1361.64 | 1133.2996 | 904.9592 | 833.3887 | 761.8182 | 690.2477 | 690.2477 | 25.4749 | 23.1615 | 20.3336 | 17.5477 | 16.7856 | 16.0235 | 15.2615 | 15.2615 | 0 | 0 | 0 | 0 | 0 | 0 | 0 | 0 | 0.27471 | 0.28149 | 0.28997 | 0.29844 | 0.30429 | 0.31014 | 0.31599 | 0.31599 | [8 empty] | 42.99% | 42.99% | 4.299% | 0% | 49.52% | 49.52% | 4.952% | 0% | 41.43% | 41.43% | 4.143% | 0% | 42.99% | 42.99% | 4.299% | 0% | 49.52% | 49.52% | 4.952% | 0% | 41.43% | 41.43% | 4.143% | 0% | bar: EFF~2020 to EFF~2100
ELCSOLGRDUPVC520 | ELCSOL | CELC | 2020 | 30 | 31.536 | 0.05 | 0 | [16 empty] | 1408.7256 | 1361.64 | 1133.2996 | 904.9592 | 833.3887 | 761.8182 | 690.2477 | 690.2477 | 25.4749 | 23.1615 | 20.3336 | 17.5477 | 16.7856 | 16.0235 | 15.2615 | 15.2615 | 0 | 0 | 0 | 0 | 0 | 0 | 0 | 0 | 0.30298 | 0.30975 | 0.31821 | 0.32668 | 0.33273 | 0.33878 | 0.34484 | 0.34484 | [8 empty] | 47.42% | 47.42% | 4.742% | 0% | 54.61% | 54.61% | 5.461% | 0% | 45.69% | 45.69% | 4.569% | 0% | 47.42% | 47.42% | 4.742% | 0% | 54.61% | 54.61% | 5.461% | 0% | 45.69% | 45.69% | 4.569% | 0% | bar: EFF~2020 to EFF~2100
ELCGEOGRDDEGSB20 | ELCGEO | CELC | 2020 | 30 | 31.536 | 0.9 | 0 | [16 empty] | 31460.6976 | 14377.2737 | 11831.2702 | 10737.0755 | 10471.3195 | 10212.1413 | 9959.378 | 9959.378 | 577.6945 | 475.0691 | 346.7873 | 218.5055 | 218.5055 | 218.5055 | 218.5055 | 218.5055 | 0 | 0 | 0 | 0 | 0 | 0 | 0 | 0 | 0.8 | 0.8 | 0.8 | 0.8 | 0.8 | 0.8 | 0.8 | 0.8 | bar: EFF~2020 to EFF~2100
ELCGEOGRDDEGSF20 | ELCGEO | CELC | 2020 | 30 | 31.536 | 0.9 | 0 | [16 empty] | 13283.758 | 9637.606 | 8095.1729 | 7384.1476 | 7201.3807 | 7023.1375 | 6849.3061 | 6849.3061 | 226.8514 | 206.9459 | 182.0641 | 157.1823 | 157.1823 | 157.1823 | 157.1823 | 157.1823 | 0 | 0 | 0 | 0 | 0 | 0 | 0 | 0 | 0.9 | 0.9 | 0.9 | 0.9 | 0.9 | 0.9 | 0.9 | 0.9 | bar: EFF~2020 to EFF~2100
ELCGEOGRDHYDB20 | ELCGEO | CELC | 2020 | 30 | 31.536 | 0.9 | 0 | [16 empty] | 6833.3613 | 6494.2399 | 5926.5816 | 5566.8368 | 5429.0506 | 5294.6748 | 5163.625 | 5163.625 | 170.8099 | 162.0999 | 151.2123 | 140.3248 | 140.3248 | 140.3248 | 140.3248 | 140.3248 | 0 | 0 | 0 | 0 | 0 | 0 | 0 | 0 | 0.8 | 0.8 | 0.8 | 0.8 | 0.8 | 0.8 | 0.8 | 0.8 | bar: EFF~2020 to EFF~2100
ELCGEOGRDHYDF20 | ELCGEO | CELC | 2020 | 30 | 31.536 | 0.9 | 0 | [16 empty] | 5141.5939 | 4951.1173 | 4562.0372 | 4305.0129 | 4198.4584 | 4094.5413 | 3993.1963 | 3993.1963 | 128.4797 | 125.2302 | 121.1684 | 117.1066 | 117.1066 | 117.1066 | 117.1066 | 117.1066 | 0 | 0 | 0 | 0 | 0 | 0 | 0 | 0 | 0.9 | 0.9 | 0.9 | 0.9 | 0.9 | 0.9 | 0.9 | 0.9 | bar: EFF~2020 to EFF~2100
ELCGEOGRDNEGSB20 | ELCGEO | CELC | 2020 | 30 | 31.536 | 0.9 | 0 | [16 empty] | 21992.3238 | 12255.1609 | 9454.5181 | 8270.1625 | 8065.4656 | 7865.8353 | 7671.1461 | 7671.1461 | 511.6925 | 423.2167 | 312.622 | 202.0274 | 202.0274 | 202.0274 | 202.0274 | 202.0274 | 0 | 0 | 0 | 0 | 0 | 0 | 0 | 0 | 0.8 | 0.8 | 0.8 | 0.8 | 0.8 | 0.8 | 0.8 | 0.8 | bar: EFF~2020 to EFF~2100
ELCGEOGRDNEGSF20 | ELCGEO | CELC | 2020 | 30 | 31.536 | 0.9 | 0 | [16 empty] | 10912.2387 | 8830.3734 | 7281.7718 | 6496.0134 | 6335.229 | 6178.4242 | 6025.5005 | 6025.5005 | 229.0318 | 208.8187 | 183.5523 | 158.2859 | 158.2859 | 158.2859 | 158.2859 | 158.2859 | 0 | 0 | 0 | 0 | 0 | 0 | 0 | 0 | 0.9 | 0.9 | 0.9 | 0.9 | 0.9 | 0.9 | 0.9 | 0.9 | bar: EFF~2020 to EFF~2100
ELCURNGRDNUCPP20 | ELCURN | CELC | 2020 | 60 | 31.536 | 0.9 |  | 0.32661 | 0.32661 | 0.32661 | 0.32661 | 0.32661 | 0.32661 | 0.32661 | 0.32661 | [8 empty] | 8444.1993 | 7250.8324 | 6914.1113 | 6684.4877 | 6448.5118 | 6226.9914 | 5964.6352 | 5964.6352 | 172.0122 | 172.0122 | 172.0122 | 172.0122 | 172.0122 | 172.0122 | 172.0122 | 172.0122 | 0.77583 | 0.77583 | 0.77583 | 0.77583 | 0.77583 | 0.77583 | 0.77583 | 0.77583 | 0.927 | 0.927 | 0.927 | 0.927 | 0.927 | 0.927 | 0.927 | 0.927
ELCURNGRDSMRPP20 | ELCURN | CELC | 2020 | 45 | 31.536 | 0.9 |  | 0.32661 | 0.32661 | 0.32661 | 0.32661 | 0.32661 | 0.32661 | 0.32661 | 0.32661 | [8 empty] | 9065.383 | 7918.8504 | 7552.3338 | 7302.7832 | 7046.2922 | 6805.5984 | 6520.2689 | 6520.2689 | 134.335 | 134.335 | 134.335 | 134.335 | 134.335 | 134.335 | 134.335 | 134.335 | 0.98314 | 0.98314 | 0.98314 | 0.98314 | 0.98314 | 0.98314 | 0.98314 | 0.98314 | 0.927 | 0.927 | 0.927 | 0.927 | 0.927 | 0.927 | 0.927 | 0.927
ELCBIOGRDBIODPP20 | ELCBIO | CELC | 2020 | 15 | 31.536 | 0.9 |  | 0.25275 | 0.25275 | 0.25275 | 0.25275 | 0.25275 | 0.25275 | 0.25275 | 0.25275 | [8 empty] | 5427.3483 | 4740.3001 | 4519.7512 | 4369.112 | 4214.772 | 4069.8801 | 3897.253 | 3897.253 | 177.7791 | 177.7791 | 177.7791 | 177.7791 | 177.7791 | 177.7791 | 177.7791 | 177.7791 | 1.5831 | 1.5831 | 1.5831 | 1.5831 | 1.5831 | 1.5831 | 1.5831 | 1.5831 | 0.635 | 0.635 | 0.635 | 0.635 | 0.635 | 0.635 | 0.635 | 0.635
ELCSTGGRDUBES10H20 | CELC | CELC | 2020 | 15 | 31.536 | 0.3 | [9 empty] | 0.8 | 0.8 | 0.8 | 0.8 | 0.8 | 0.8 | 0.8 | 0.8 | 3979.7975 | 3570.9589 | 2904.7141 | 2659.4797 | 2415.0338 | 2171.5587 | 1929.2968 | 1929.2968 | 99.4949 | 89.274 | 72.6179 | 66.487 | 60.3758 | 54.289 | 48.2324 | 48.2324 | 0 | 0 | 0 | 0 | 0 | 0 | 0 | 0 | [8 empty] | 0.41667 | 0.41667 | 0.41667 | 0.41667 | 0.41667 | 0.41667 | 0.41667 | 0.41667 | [24 empty] | 3.425% | 3.988% | 6.383% | 0.1333% | 3.396% | 4.529% | 5.754% | 0.1333% | 4.062% | 4.529% | 5.221% | 0.1125% | 3.425% | 3.988% | 6.383% | 0.1333% | 3.396% | 4.529% | 5.754% | 0.1333% | 4.062% | 4.529% | 5.221% | 0.1125%
ELCSTGGRDUBES2H20 | CELC | CELC | 2020 | 15 | 31.536 | 0.3 | [9 empty] | 0.8 | 0.8 | 0.8 | 0.8 | 0.8 | 0.8 | 0.8 | 0.8 | 1066.482 | 974.9878 | 846.7851 | 788.5721 | 730.1218 | 671.3794 | 612.272 | 612.272 | 26.6621 | 24.3747 | 21.1696 | 19.7143 | 18.253 | 16.7845 | 15.3068 | 15.3068 | 0 | 0 | 0 | 0 | 0 | 0 | 0 | 0 | [8 empty] | 0.083333 | 0.083333 | 0.083333 | 0.083333 | 0.083333 | 0.083333 | 0.083333 | 0.083333 | [24 empty] | 0.685% | 0.7975% | 1.277% | 0.02667% | 0.6792% | 0.9058% | 1.151% | 0.02667% | 0.8125% | 0.9058% | 1.044% | 0.0225% | 0.685% | 0.7975% | 1.277% | 0.02667% | 0.6792% | 0.9058% | 1.151% | 0.02667% | 0.8125% | 0.9058% | 1.044% | 0.0225%
ELCSTGGRDUBES4H20 | CELC | CELC | 2020 | 15 | 31.536 | 0.3 | [9 empty] | 0.8 | 0.8 | 0.8 | 0.8 | 0.8 | 0.8 | 0.8 | 0.8 | 1794.8109 | 1623.9805 | 1361.2674 | 1256.299 | 1151.3498 | 1046.4242 | 941.5282 | 941.5282 | 44.8703 | 40.5995 | 34.0317 | 31.4075 | 28.7837 | 26.1606 | 23.5382 | 23.5382 | 0 | 0 | 0 | 0 | 0 | 0 | 0 | 0 | [8 empty] | 0.16667 | 0.16667 | 0.16667 | 0.16667 | 0.16667 | 0.16667 | 0.16667 | 0.16667 | [24 empty] | 1.37% | 1.595% | 2.553% | 0.05333% | 1.358% | 1.812% | 2.302% | 0.05333% | 1.625% | 1.812% | 2.088% | 0.045% | 1.37% | 1.595% | 2.553% | 0.05333% | 1.358% | 1.812% | 2.302% | 0.05333% | 1.625% | 1.812% | 2.088% | 0.045%
ELCSTGGRDUBES6H20 | CELC | CELC | 2020 | 15 | 31.536 | 0.3 | [9 empty] | 0.8 | 0.8 | 0.8 | 0.8 | 0.8 | 0.8 | 0.8 | 0.8 | 2523.1398 | 2272.9733 | 1875.7496 | 1724.0259 | 1572.5778 | 1421.469 | 1270.7844 | 1270.7844 | 63.0785 | 56.8243 | 46.8937 | 43.1006 | 39.3144 | 35.5367 | 31.7696 | 31.7696 | 0 | 0 | 0 | 0 | 0 | 0 | 0 | 0 | [8 empty] | 0.25 | 0.25 | 0.25 | 0.25 | 0.25 | 0.25 | 0.25 | 0.25 | [24 empty] | 2.055% | 2.392% | 3.83% | 0.08% | 2.038% | 2.718% | 3.453% | 0.08% | 2.438% | 2.718% | 3.132% | 0.0675% | 2.055% | 2.392% | 3.83% | 0.08% | 2.038% | 2.718% | 3.453% | 0.08% | 2.438% | 2.718% | 3.132% | 0.0675%
ELCSTGGRDUBES8H20 | CELC | CELC | 2020 | 15 | 31.536 | 0.3 | [9 empty] | 0.8 | 0.8 | 0.8 | 0.8 | 0.8 | 0.8 | 0.8 | 0.8 | 3251.4686 | 2921.9661 | 2390.2319 | 2191.7528 | 1993.8058 | 1796.5139 | 1600.0406 | 1600.0406 | 81.2867 | 73.0492 | 59.7558 | 54.7938 | 49.8451 | 44.9128 | 40.001 | 40.001 | 0 | 0 | 0 | 0 | 0 | 0 | 0 | 0 | [8 empty] | 0.33333 | 0.33333 | 0.33333 | 0.33333 | 0.33333 | 0.33333 | 0.33333 | 0.33333 | [24 empty] | 2.74% | 3.19% | 5.107% | 0.1067% | 2.717% | 3.623% | 4.603% | 0.1067% | 3.25% | 3.623% | 4.177% | 0.09% | 2.74% | 3.19% | 5.107% | 0.1067% | 2.717% | 3.623% | 4.603% | 0.1067% | 3.25% | 3.623% | 4.177% | 0.09%
ELCCOAGRD95CCS20 | ELCCOA | CELC | 2020 | 30 | 31.536 | 0.9 |  | 0.31195 | 0.31685 | 0.32534 | 0.33429 | 0.33429 | 0.33429 | 0.33429 | 0.33429 | [8 empty] | 5365.9379 | 5176.1953 | 4859.8069 | 4543.5316 | 4295.7808 | 4048.0299 | 3800.279 | 3800.279 | 138.0666 | 135.2396 | 127.8897 | 120.6528 | 114.8858 | 109.1189 | 103.352 | 103.352 | 4.6142 | 4.4885 | 4.2781 | 4.0708 | 3.9985 | 3.9231 | 3.8509 | 3.8509 | 0.9 | 0.9 | 0.9 | 0.9 | 0.9 | 0.9 | 0.9 | 0.9
ELCCOAGRD99CCS20 | ELCCOA | CELC | 2020 | 30 | 31.536 | 0.9 |  | 0.30696 | 0.31195 | 0.3206 | 0.32974 | 0.32974 | 0.32974 | 0.32974 | 0.32974 | [8 empty] | 5490.096 | 5291.7596 | 4961.1236 | 4630.4875 | 4377.9875 | 4125.6004 | 3873.1004 | 3873.1004 | 140.8935 | 137.8404 | 130.2643 | 122.5751 | 116.6951 | 110.9282 | 105.0482 | 105.0482 | 4.7272 | 4.5953 | 4.3754 | 4.1587 | 4.0833 | 4.0079 | 3.9326 | 3.9326 | 0.9 | 0.9 | 0.9 | 0.9 | 0.9 | 0.9 | 0.9 | 0.9
ELCCOAGRDCONV20 | ELCCOA | CELC | 2020 | 30 | 31.536 | 0.9 |  | 0.4019 | 0.40529 | 0.4111 | 0.41703 | 0.41703 | 0.41703 | 0.41703 | 0.41703 | [8 empty] | 3230.2598 | 3177.453 | 3089.5925 | 3001.6188 | 2857.6723 | 2713.8389 | 2569.8923 | 2569.8923 | 87.7475 | 86.8428 | 84.9205 | 82.8852 | 79.4929 | 76.2136 | 72.8213 | 72.8213 | 2.6573 | 2.6259 | 2.5694 | 2.516 | 2.472 | 2.4311 | 2.3872 | 2.3872 | 0.9 | 0.9 | 0.9 | 0.9 | 0.9 | 0.9 | 0.9 | 0.9
ELCCOAGRDIGCC20 | ELCCOA | CELC | 2020 | 30 | 31.536 | 0.9 |  | 0.41071 | 0.41071 | 0.41071 | 0.41071 | 0.41071 | 0.41071 | 0.41071 | 0.41071 | [8 empty] | 5656.5448 | 5623.0741 | 5567.3273 | 5511.6936 | 5455.9469 | 5400.3132 | 5344.5664 | 5344.5664 | 169.728 | 169.1626 | 167.6926 | 166.1096 | 164.6396 | 163.0565 | 161.5865 | 161.5865 | 4.6393 | 4.6173 | 4.5827 | 4.5482 | 4.5105 | 4.4759 | 4.4414 | 4.4414 | 0.9 | 0.9 | 0.9 | 0.9 | 0.9 | 0.9 | 0.9 | 0.9
ELCCOAGRD90RCCS20 | ELCCOA | CELC | 2020 | 30 | 31.536 | 0.9 |  | 0.29385 | 0.29604 | 0.29973 | 0.30354 | 0.30354 | 0.30354 | 0.30354 | 0.30354 | [8 empty] | 2270.1262 | 2135.4519 | 1910.7687 | 1686.1985 | 1593.7019 | 1501.0921 | 1408.5954 | 1408.5954 | 162.378 | 158.7596 | 152.6534 | 146.4342 | 141.2327 | 135.9181 | 130.7166 | 130.7166 | 5.0288 | 4.9377 | 4.7838 | 4.633 | 4.567 | 4.4979 | 4.432 | 4.432 | 0.9 | 0.9 | 0.9 | 0.9 | 0.9 | 0.9 | 0.9 | 0.9
ELCCOAGRD95RCCS20 | ELCCOA | CELC | 2020 | 30 | 31.536 | 0.9 |  | 0.28934 | 0.29164 | 0.29553 | 0.29952 | 0.29952 | 0.29952 | 0.29952 | 0.29952 | [8 empty] | 2372.3475 | 2230.7755 | 1994.6716 | 1758.6807 | 1662.1132 | 1565.6589 | 1469.2045 | 1469.2045 | 166.3357 | 162.4911 | 155.9327 | 149.4873 | 144.0596 | 138.745 | 133.3173 | 133.3173 | 5.145 | 5.0508 | 4.8906 | 4.7304 | 4.6613 | 4.5922 | 4.5231 | 4.5231 | 0.9 | 0.9 | 0.9 | 0.9 | 0.9 | 0.9 | 0.9 | 0.9
ELCNGAGRDFFCT20 | ELCNGA | CELC | 2020 | 30 | 31.536 | 0.9 |  | 0.35115 | 0.35115 | 0.35115 | 0.35115 | 0.35115 | 0.35115 | 0.35115 | 0.35115 | [8 empty] | 1133.7062 | 1106.7939 | 1062.0156 | 1017.2373 | 972.3458 | 927.5675 | 882.7892 | 882.7892 | 27.1384 | 26.6861 | 25.8945 | 25.2161 | 24.4245 | 23.633 | 22.9546 | 22.9546 | 2.0228 | 2.0228 | 2.0228 | 2.0228 | 2.0228 | 2.0228 | 2.0228 | 2.0228 | 0.9 | 0.9 | 0.9 | 0.9 | 0.9 | 0.9 | 0.9 | 0.9
ELCNGAGRDFFCC20 | ELCNGA | CELC | 2020 | 30 | 31.536 | 0.9 |  | 0.53625 | 0.54024 | 0.54699 | 0.55401 | 0.55401 | 0.55401 | 0.55401 | 0.55401 | [8 empty] | 1262.3874 | 1229.7082 | 1175.2053 | 1120.7024 | 1074.5671 | 1028.4318 | 982.4097 | 982.4097 | 35.1668 | 34.1491 | 32.453 | 30.6438 | 29.513 | 28.3822 | 27.2515 | 27.2515 | 0.61564 | 0.59993 | 0.57795 | 0.55596 | 0.54025 | 0.52455 | 0.50884 | 0.50884 | 0.9 | 0.9 | 0.9 | 0.9 | 0.9 | 0.9 | 0.9 | 0.9
ELCNGAGRDFFCC95CCS20 | ELCNGA | CELC | 2020 | 30 | 31.536 | 0.9 |  | 0.4726 | 0.47829 | 0.48815 | 0.49834 | 0.49834 | 0.49834 | 0.49834 | 0.49834 | [8 empty] | 2692.9197 | 2538.7962 | 2281.8862 | 2024.9761 | 1909.2987 | 1793.7344 | 1678.1701 | 1678.1701 | 72.0298 | 67.959 | 61.0614 | 54.1637 | 51.3368 | 48.5099 | 45.683 | 45.683 | 1.4543 | 1.3883 | 1.2753 | 1.1653 | 1.1245 | 1.0837 | 1.0428 | 1.0428 | 0.9 | 0.9 | 0.9 | 0.9 | 0.9 | 0.9 | 0.9 | 0.9
ELCNGAGRDFFCC97CCS20 | ELCNGA | CELC | 2020 | 30 | 31.536 | 0.9 |  | 0.46999 | 0.47583 | 0.48571 | 0.4961 | 0.4961 | 0.4961 | 0.4961 | 0.4961 | [8 empty] | 2734.0796 | 2576.3377 | 2313.4345 | 2050.5314 | 1933.4971 | 1816.4628 | 1699.3154 | 1699.3154 | 73.0475 | 68.8637 | 61.8529 | 54.8422 | 52.0152 | 49.0753 | 46.2483 | 46.2483 | 1.4794 | 1.4103 | 1.2972 | 1.1842 | 1.1433 | 1.1025 | 1.0617 | 1.0617 | 0.9 | 0.9 | 0.9 | 0.9 | 0.9 | 0.9 | 0.9 | 0.9
ELCNGAGRDFFCC90RCCS20 | ELCNGA | CELC | 2020 | 30 | 31.536 | 0.9 |  | 0.47273 | 0.47457 | 0.47769 | 0.48079 | 0.48079 | 0.48079 | 0.48079 | 0.48079 | [8 empty] | 1410.6308 | 1322.9964 | 1176.9014 | 1030.8065 | 971.7805 | 912.8675 | 853.8415 | 853.8415 | 72.9344 | 70.4467 | 66.2629 | 62.1921 | 59.2521 | 56.3122 | 53.3722 | 53.3722 | 1.4543 | 1.4103 | 1.3381 | 1.269 | 1.225 | 1.1842 | 1.1402 | 1.1402 | 0.9 | 0.9 | 0.9 | 0.9 | 0.9 | 0.9 | 0.9 | 0.9
ELCNGAGRDFFCC95RCCS20 | ELCNGA | CELC | 2020 | 30 | 31.536 | 0.9 |  | 0.46935 | 0.47123 | 0.4745 | 0.47782 | 0.47782 | 0.47782 | 0.47782 | 0.47782 | [8 empty] | 1473.2753 | 1381.2309 | 1227.899 | 1074.454 | 1012.9404 | 951.5397 | 890.0261 | 890.0261 | 74.6306 | 72.0298 | 67.7329 | 63.436 | 60.3829 | 57.3298 | 54.3899 | 54.3899 | 1.492 | 1.448 | 1.3726 | 1.2972 | 1.2564 | 1.2124 | 1.1685 | 1.1685 | 0.9 | 0.9 | 0.9 | 0.9 | 0.9 | 0.9 | 0.9 | 0.9
ELCNGAGRDHFCC20 | ELCNGA | CELC | 2020 | 30 | 31.536 | 0.9 |  | 0.5507 | 0.5532 | 0.55736 | 0.56167 | 0.56167 | 0.56167 | 0.56167 | 0.56167 | [8 empty] | 1298.3457 | 1261.1435 | 1199.0645 | 1137.0985 | 1090.3978 | 1043.5841 | 996.8835 | 996.8835 | 34.8276 | 33.8099 | 32.1138 | 30.4176 | 29.2868 | 28.1561 | 27.0253 | 27.0253 | 0.61564 | 0.59993 | 0.57795 | 0.55596 | 0.54025 | 0.52141 | 0.5057 | 0.5057 | 0.9 | 0.9 | 0.9 | 0.9 | 0.9 | 0.9 | 0.9 | 0.9
ELCNGAGRDHFCC95CCS20 | ELCNGA | CELC | 2020 | 30 | 31.536 | 0.9 |  | 0.48696 | 0.49131 | 0.49863 | 0.50625 | 0.50625 | 0.50625 | 0.50625 | 0.50625 | [8 empty] | 2561.5246 | 2424.3627 | 2195.8349 | 1967.4201 | 1854.9089 | 1742.3976 | 1629.8864 | 1629.8864 | 67.0544 | 63.5491 | 57.7822 | 51.9022 | 49.1883 | 46.3614 | 43.6476 | 43.6476 | 1.382 | 1.3255 | 1.2281 | 1.1339 | 1.0931 | 1.0522 | 1.0145 | 1.0145 | 0.9 | 0.9 | 0.9 | 0.9 | 0.9 | 0.9 | 0.9 | 0.9
ELCNGAGRDHFCC97CCS20 | ELCNGA | CELC | 2020 | 30 | 31.536 | 0.9 |  | 0.48434 | 0.48871 | 0.49624 | 0.50393 | 0.50393 | 0.50393 | 0.50393 | 0.50393 | [8 empty] | 2598.1615 | 2458.0595 | 2224.5563 | 1991.0531 | 1877.185 | 1763.3168 | 1649.5617 | 1649.5617 | 67.959 | 64.4537 | 58.4606 | 52.4676 | 49.7537 | 46.9268 | 44.0999 | 44.0999 | 1.4072 | 1.3475 | 1.2501 | 1.1496 | 1.1119 | 1.0711 | 1.0303 | 1.0303 | 0.9 | 0.9 | 0.9 | 0.9 | 0.9 | 0.9 | 0.9 | 0.9
ELCNGAGRDHFCC90RCCS20 | ELCNGA | CELC | 2020 | 30 | 31.536 | 0.9 |  | 0.48738 | 0.48927 | 0.49244 | 0.49566 | 0.49566 | 0.49566 | 0.49566 | 0.49566 | [8 empty] | 1226.0898 | 1149.9892 | 1023.2303 | 896.4714 | 845.1346 | 793.7979 | 742.4611 | 742.4611 | 67.846 | 65.5844 | 61.966 | 58.2345 | 55.4075 | 52.5806 | 49.7537 | 49.7537 | 1.382 | 1.3444 | 1.2784 | 1.2124 | 1.1716 | 1.1308 | 1.0899 | 1.0899 | 0.9 | 0.9 | 0.9 | 0.9 | 0.9 | 0.9 | 0.9 | 0.9
ELCNGAGRDHFCC95RCCS20 | ELCNGA | CELC | 2020 | 30 | 31.536 | 0.9 |  | 0.48392 | 0.48592 | 0.48927 | 0.49273 | 0.49273 | 0.49273 | 0.49273 | 0.49273 | [8 empty] | 1280.8189 | 1200.8737 | 1067.6694 | 934.4652 | 880.9799 | 827.4947 | 774.0095 | 774.0095 | 69.316 | 67.0544 | 63.2098 | 59.3652 | 56.4252 | 53.5983 | 50.6583 | 50.6583 | 1.4166 | 1.3758 | 1.3098 | 1.2407 | 1.1999 | 1.159 | 1.1182 | 1.1182 | 0.9 | 0.9 | 0.9 | 0.9 | 0.9 | 0.9 | 0.9 | 0.9
ELCWNDDCECDWC1020 | ELCWND | CELC | 2020 | 30 | 31.536 | 0.05 | 233.3932 | [16 empty] | 4917.4185 | 4821.6848 | 2984.1898 | 2539.1897 | 2093.98 | 1896.0959 | 1698.2119 | 1698.2119 | 41.2712 | 40.6082 | 39.7794 | 39.1579 | 38.5363 | 37.9148 | 37.2932 | 37.2932 | 0 | 0 | 0 | 0 | 0 | 0 | 0 | 0 | 0.12696 | 0.16914 | 0.22188 | 0.22188 | 0.22188 | 0.22188 | 0.22188 | 0.22188 | [8 empty] | 22.29% | 22.29% | 2.229% | 17.86% | 25.94% | 25.94% | 2.594% | 22.99% | 13.43% | 13.43% | 1.343% | 9.82% | 22.29% | 22.29% | 2.229% | 17.86% | 25.94% | 25.94% | 2.594% | 22.99% | 13.43% | 13.43% | 1.343% | 9.82% | bar: EFF~2020 to EFF~2100
ELCWNDDCECDWC120 | ELCWND | CELC | 2020 | 30 | 31.536 | 0.05 | 233.3932 | [16 empty] | 4917.4185 | 4821.6848 | 2984.1898 | 2539.1897 | 2093.98 | 1896.0959 | 1698.2119 | 1698.2119 | 41.2712 | 40.6082 | 39.7794 | 39.1579 | 38.5363 | 37.9148 | 37.2932 | 37.2932 | 0 | 0 | 0 | 0 | 0 | 0 | 0 | 0 | 0.45206 | 0.50556 | 0.57245 | 0.57245 | 0.57245 | 0.57245 | 0.57245 | 0.57245 | [8 empty] | 79.38% | 79.38% | 7.938% | 63.6% | 92.37% | 92.37% | 9.237% | 81.85% | 47.84% | 47.84% | 4.784% | 34.97% | 79.38% | 79.38% | 7.938% | 63.6% | 92.37% | 92.37% | 9.237% | 81.85% | 47.84% | 47.84% | 4.784% | 34.97% | bar: EFF~2020 to EFF~2100
ELCWNDDCECDWC220 | ELCWND | CELC | 2020 | 30 | 31.536 | 0.05 | 233.3932 | [16 empty] | 4917.4185 | 4821.6848 | 2984.1898 | 2539.1897 | 2093.98 | 1896.0959 | 1698.2119 | 1698.2119 | 41.2712 | 40.6082 | 39.7794 | 39.1579 | 38.5363 | 37.9148 | 37.2932 | 37.2932 | 0 | 0 | 0 | 0 | 0 | 0 | 0 | 0 | 0.41203 | 0.46774 | 0.53738 | 0.53738 | 0.53738 | 0.53738 | 0.53738 | 0.53738 | [8 empty] | 72.35% | 72.35% | 7.235% | 57.97% | 84.19% | 84.19% | 8.419% | 74.6% | 43.6% | 43.6% | 4.36% | 31.87% | 72.35% | 72.35% | 7.235% | 57.97% | 84.19% | 84.19% | 8.419% | 74.6% | 43.6% | 43.6% | 4.36% | 31.87% | bar: EFF~2020 to EFF~2100
ELCWNDDCECDWC320 | ELCWND | CELC | 2020 | 30 | 31.536 | 0.05 | 233.3932 | [16 empty] | 4917.4185 | 4821.6848 | 2984.1898 | 2539.1897 | 2093.98 | 1896.0959 | 1698.2119 | 1698.2119 | 41.2712 | 40.6082 | 39.7794 | 39.1579 | 38.5363 | 37.9148 | 37.2932 | 37.2932 | 0 | 0 | 0 | 0 | 0 | 0 | 0 | 0 | 0.3982 | 0.45452 | 0.52492 | 0.52492 | 0.52492 | 0.52492 | 0.52492 | 0.52492 | [8 empty] | 69.92% | 69.92% | 6.992% | 56.03% | 81.37% | 81.37% | 8.137% | 72.1% | 42.14% | 42.14% | 4.214% | 30.8% | 69.92% | 69.92% | 6.992% | 56.03% | 81.37% | 81.37% | 8.137% | 72.1% | 42.14% | 42.14% | 4.214% | 30.8% | bar: EFF~2020 to EFF~2100
ELCWNDDCECDWC420 | ELCWND | CELC | 2020 | 30 | 31.536 | 0.05 | 233.3932 | [16 empty] | 4917.4185 | 4878.2231 | 3372.0239 | 2767.064 | 2154.1096 | 1956.2255 | 1758.3414 | 1758.3414 | 41.2712 | 40.6082 | 39.7794 | 39.1579 | 38.5363 | 37.9148 | 37.2932 | 37.2932 | 0 | 0 | 0 | 0 | 0 | 0 | 0 | 0 | 0.38392 | 0.44077 | 0.51184 | 0.51184 | 0.51184 | 0.51184 | 0.51184 | 0.51184 | [8 empty] | 67.42% | 67.42% | 6.742% | 54.02% | 78.45% | 78.45% | 7.845% | 69.51% | 40.63% | 40.63% | 4.063% | 29.7% | 67.42% | 67.42% | 6.742% | 54.02% | 78.45% | 78.45% | 7.845% | 69.51% | 40.63% | 40.63% | 4.063% | 29.7% | bar: EFF~2020 to EFF~2100
ELCWNDDCECDWC520 | ELCWND | CELC | 2020 | 30 | 31.536 | 0.05 | 233.3932 | [16 empty] | 4917.4185 | 4821.6848 | 2984.1898 | 2539.1897 | 2093.98 | 1896.0959 | 1698.2119 | 1698.2119 | 41.2712 | 40.6082 | 39.7794 | 39.1579 | 38.5363 | 37.9148 | 37.2932 | 37.2932 | 0 | 0 | 0 | 0 | 0 | 0 | 0 | 0 | 0.36634 | 0.42373 | 0.49546 | 0.49546 | 0.49546 | 0.49546 | 0.49546 | 0.49546 | [8 empty] | 64.33% | 64.33% | 6.433% | 51.54% | 74.86% | 74.86% | 7.486% | 66.33% | 38.77% | 38.77% | 3.877% | 28.34% | 64.33% | 64.33% | 6.433% | 51.54% | 74.86% | 74.86% | 7.486% | 66.33% | 38.77% | 38.77% | 3.877% | 28.34% | bar: EFF~2020 to EFF~2100
ELCWNDDCECDWC620 | ELCWND | CELC | 2020 | 30 | 31.536 | 0.05 | 233.3932 | [16 empty] | 4917.4185 | 4821.6848 | 2984.1898 | 2539.1897 | 2093.98 | 1896.0959 | 1698.2119 | 1698.2119 | 41.2712 | 40.6082 | 39.7794 | 39.1579 | 38.5363 | 37.9148 | 37.2932 | 37.2932 | 0 | 0 | 0 | 0 | 0 | 0 | 0 | 0 | 0.3402 | 0.39805 | 0.47036 | 0.47036 | 0.47036 | 0.47036 | 0.47036 | 0.47036 | [8 empty] | 59.74% | 59.74% | 5.974% | 47.87% | 69.52% | 69.52% | 6.952% | 61.6% | 36% | 36% | 3.6% | 26.31% | 59.74% | 59.74% | 5.974% | 47.87% | 69.52% | 69.52% | 6.952% | 61.6% | 36% | 36% | 3.6% | 26.31% | bar: EFF~2020 to EFF~2100
ELCWNDDCECDWC720 | ELCWND | CELC | 2020 | 30 | 31.536 | 0.05 | 233.3932 | [16 empty] | 4917.4185 | 4821.6848 | 2984.1898 | 2539.1897 | 2093.98 | 1896.0959 | 1698.2119 | 1698.2119 | 41.2712 | 40.6082 | 39.7794 | 39.1579 | 38.5363 | 37.9148 | 37.2932 | 37.2932 | 0 | 0 | 0 | 0 | 0 | 0 | 0 | 0 | 0.3037 | 0.36152 | 0.43379 | 0.43379 | 0.43379 | 0.43379 | 0.43379 | 0.43379 | [8 empty] | 53.33% | 53.33% | 5.333% | 42.73% | 62.06% | 62.06% | 6.206% | 54.99% | 32.14% | 32.14% | 3.214% | 23.49% | 53.33% | 53.33% | 5.333% | 42.73% | 62.06% | 62.06% | 6.206% | 54.99% | 32.14% | 32.14% | 3.214% | 23.49% | bar: EFF~2020 to EFF~2100
ELCWNDDCECDWC820 | ELCWND | CELC | 2020 | 30 | 31.536 | 0.05 | 233.3932 | [16 empty] | 4917.4185 | 4821.6848 | 2984.1898 | 2539.1897 | 2093.98 | 1896.0959 | 1698.2119 | 1698.2119 | 41.2712 | 40.6082 | 39.7794 | 39.1579 | 38.5363 | 37.9148 | 37.2932 | 37.2932 | 0 | 0 | 0 | 0 | 0 | 0 | 0 | 0 | 0.25941 | 0.31662 | 0.38813 | 0.38813 | 0.38813 | 0.38813 | 0.38813 | 0.38813 | [8 empty] | 45.55% | 45.55% | 4.555% | 36.5% | 53.01% | 53.01% | 5.301% | 46.97% | 27.45% | 27.45% | 2.745% | 20.06% | 45.55% | 45.55% | 4.555% | 36.5% | 53.01% | 53.01% | 5.301% | 46.97% | 27.45% | 27.45% | 2.745% | 20.06% | bar: EFF~2020 to EFF~2100
ELCWNDDCECDWC920 | ELCWND | CELC | 2020 | 30 | 31.536 | 0.05 | 233.3932 | [16 empty] | 4917.4185 | 4821.6848 | 2984.1898 | 2539.1897 | 2093.98 | 1896.0959 | 1698.2119 | 1698.2119 | 41.2712 | 40.6082 | 39.7794 | 39.1579 | 38.5363 | 37.9148 | 37.2932 | 37.2932 | 0 | 0 | 0 | 0 | 0 | 0 | 0 | 0 | 0.21153 | 0.26518 | 0.33224 | 0.33224 | 0.33224 | 0.33224 | 0.33224 | 0.33224 | [8 empty] | 37.14% | 37.14% | 3.714% | 29.76% | 43.22% | 43.22% | 4.322% | 38.3% | 22.38% | 22.38% | 2.238% | 16.36% | 37.14% | 37.14% | 3.714% | 29.76% | 43.22% | 43.22% | 4.322% | 38.3% | 22.38% | 22.38% | 2.238% | 16.36% | bar: EFF~2020 to EFF~2100
ELCWNDDCERDWC1020 | ELCWND | CELC | 2020 | 30 | 31.536 | 0.05 | 233.3932 | [16 empty] | 6549.0142 | 6421.1426 | 3968.0772 | 3222.0032 | 2629.6923 | 2226.8699 | 1953.2584 | 1953.2584 | 41.2712 | 40.6082 | 39.7794 | 39.1579 | 38.5363 | 37.9148 | 37.2932 | 37.2932 | 0 | 0 | 0 | 0 | 0 | 0 | 0 | 0 | 0.1858 | 0.19076 | 0.19696 | 0.19696 | 0.19696 | 0.19696 | 0.19696 | 0.19696 | [8 empty] | 32.63% | 32.63% | 3.263% | 26.14% | 37.97% | 37.97% | 3.797% | 33.64% | 19.66% | 19.66% | 1.966% | 14.37% | 32.63% | 32.63% | 3.263% | 26.14% | 37.97% | 37.97% | 3.797% | 33.64% | 19.66% | 19.66% | 1.966% | 14.37% | bar: EFF~2020 to EFF~2100
ELCWNDDCERDWC120 | ELCWND | CELC | 2020 | 30 | 31.536 | 0.05 | 233.3932 | [16 empty] | 6549.0142 | 6421.1426 | 3968.0772 | 3222.0032 | 2629.6923 | 2226.8699 | 1953.2584 | 1953.2584 | 41.2712 | 40.6082 | 39.7794 | 39.1579 | 38.5363 | 37.9148 | 37.2932 | 37.2932 | 0 | 0 | 0 | 0 | 0 | 0 | 0 | 0 | 0.39759 | 0.44042 | 0.49395 | 0.49395 | 0.49395 | 0.49395 | 0.49395 | 0.49395 | [8 empty] | 69.82% | 69.82% | 6.982% | 55.94% | 81.24% | 81.24% | 8.124% | 71.99% | 42.07% | 42.07% | 4.207% | 30.75% | 69.82% | 69.82% | 6.982% | 55.94% | 81.24% | 81.24% | 8.124% | 71.99% | 42.07% | 42.07% | 4.207% | 30.75% | bar: EFF~2020 to EFF~2100
ELCWNDDCERDWC220 | ELCWND | CELC | 2020 | 30 | 31.536 | 0.05 | 233.3932 | [16 empty] | 6549.0142 | 6421.1426 | 3968.0772 | 3222.0032 | 2629.6923 | 2226.8699 | 1953.2584 | 1953.2584 | 41.2712 | 40.6082 | 39.7794 | 39.1579 | 38.5363 | 37.9148 | 37.2932 | 37.2932 | 0 | 0 | 0 | 0 | 0 | 0 | 0 | 0 | 0.36632 | 0.409 | 0.46236 | 0.46236 | 0.46236 | 0.46236 | 0.46236 | 0.46236 | [8 empty] | 64.32% | 64.32% | 6.432% | 51.54% | 74.85% | 74.85% | 7.485% | 66.32% | 38.76% | 38.76% | 3.876% | 28.33% | 64.32% | 64.32% | 6.432% | 51.54% | 74.85% | 74.85% | 7.485% | 66.32% | 38.76% | 38.76% | 3.876% | 28.33% | bar: EFF~2020 to EFF~2100
ELCWNDDCERDWC320 | ELCWND | CELC | 2020 | 30 | 31.536 | 0.05 | 233.3932 | [16 empty] | 6549.0142 | 6421.1426 | 3968.0772 | 3222.0032 | 2629.6923 | 2226.8699 | 1953.2584 | 1953.2584 | 41.2712 | 40.6082 | 39.7794 | 39.1579 | 38.5363 | 37.9148 | 37.2932 | 37.2932 | 0 | 0 | 0 | 0 | 0 | 0 | 0 | 0 | 0.3552 | 0.39816 | 0.45185 | 0.45185 | 0.45185 | 0.45185 | 0.45185 | 0.45185 | [8 empty] | 62.37% | 62.37% | 6.237% | 49.98% | 72.58% | 72.58% | 7.258% | 64.31% | 37.59% | 37.59% | 3.759% | 27.47% | 62.37% | 62.37% | 6.237% | 49.98% | 72.58% | 72.58% | 7.258% | 64.31% | 37.59% | 37.59% | 3.759% | 27.47% | bar: EFF~2020 to EFF~2100
ELCWNDDCERDWC420 | ELCWND | CELC | 2020 | 30 | 31.536 | 0.05 | 233.3932 | [16 empty] | 6549.0142 | 6421.1426 | 3968.0772 | 3222.0032 | 2629.6923 | 2226.8699 | 1953.2584 | 1953.2584 | 41.2712 | 40.6082 | 39.7794 | 39.1579 | 38.5363 | 37.9148 | 37.2932 | 37.2932 | 0 | 0 | 0 | 0 | 0 | 0 | 0 | 0 | 0.34361 | 0.38677 | 0.44073 | 0.44073 | 0.44073 | 0.44073 | 0.44073 | 0.44073 | [8 empty] | 60.34% | 60.34% | 6.034% | 48.35% | 70.21% | 70.21% | 7.021% | 62.21% | 36.36% | 36.36% | 3.636% | 26.58% | 60.34% | 60.34% | 6.034% | 48.35% | 70.21% | 70.21% | 7.021% | 62.21% | 36.36% | 36.36% | 3.636% | 26.58% | bar: EFF~2020 to EFF~2100
ELCWNDDCERDWC520 | ELCWND | CELC | 2020 | 30 | 31.536 | 0.05 | 233.3932 | [16 empty] | 6549.0142 | 6421.1426 | 3968.0772 | 3222.0032 | 2629.6923 | 2226.8699 | 1953.2584 | 1953.2584 | 41.2712 | 40.6082 | 39.7794 | 39.1579 | 38.5363 | 37.9148 | 37.2932 | 37.2932 | 0 | 0 | 0 | 0 | 0 | 0 | 0 | 0 | 0.32921 | 0.37244 | 0.42649 | 0.42649 | 0.42649 | 0.42649 | 0.42649 | 0.42649 | [8 empty] | 57.81% | 57.81% | 5.781% | 46.32% | 67.27% | 67.27% | 6.727% | 59.6% | 34.84% | 34.84% | 3.484% | 25.46% | 57.81% | 57.81% | 5.781% | 46.32% | 67.27% | 67.27% | 6.727% | 59.6% | 34.84% | 34.84% | 3.484% | 25.46% | bar: EFF~2020 to EFF~2100
ELCWNDDCERDWC620 | ELCWND | CELC | 2020 | 30 | 31.536 | 0.05 | 233.3932 | [16 empty] | 6549.0142 | 6421.1426 | 3968.0772 | 3222.0032 | 2629.6923 | 2226.8699 | 1953.2584 | 1953.2584 | 41.2712 | 40.6082 | 39.7794 | 39.1579 | 38.5363 | 37.9148 | 37.2932 | 37.2932 | 0 | 0 | 0 | 0 | 0 | 0 | 0 | 0 | 0.3073 | 0.3505 | 0.40451 | 0.40451 | 0.40451 | 0.40451 | 0.40451 | 0.40451 | [8 empty] | 53.96% | 53.96% | 5.396% | 43.24% | 62.79% | 62.79% | 6.279% | 55.64% | 32.52% | 32.52% | 3.252% | 23.77% | 53.96% | 53.96% | 5.396% | 43.24% | 62.79% | 62.79% | 6.279% | 55.64% | 32.52% | 32.52% | 3.252% | 23.77% | bar: EFF~2020 to EFF~2100
ELCWNDDCERDWC720 | ELCWND | CELC | 2020 | 30 | 31.536 | 0.05 | 233.3932 | [16 empty] | 6549.0142 | 6421.1426 | 3968.0772 | 3222.0032 | 2629.6923 | 2226.8699 | 1953.2584 | 1953.2584 | 41.2712 | 40.6082 | 39.7794 | 39.1579 | 38.5363 | 37.9148 | 37.2932 | 37.2932 | 0 | 0 | 0 | 0 | 0 | 0 | 0 | 0 | 0.27664 | 0.31919 | 0.37238 | 0.37238 | 0.37238 | 0.37238 | 0.37238 | 0.37238 | [8 empty] | 48.58% | 48.58% | 4.858% | 38.92% | 56.53% | 56.53% | 5.653% | 50.09% | 29.27% | 29.27% | 2.927% | 21.4% | 48.58% | 48.58% | 4.858% | 38.92% | 56.53% | 56.53% | 5.653% | 50.09% | 29.27% | 29.27% | 2.927% | 21.4% | bar: EFF~2020 to EFF~2100
ELCWNDDCERDWC820 | ELCWND | CELC | 2020 | 30 | 31.536 | 0.05 | 233.3932 | [16 empty] | 6549.0142 | 6421.1426 | 3968.0772 | 3222.0032 | 2629.6923 | 2226.8699 | 1953.2584 | 1953.2584 | 41.2712 | 40.6082 | 39.7794 | 39.1579 | 38.5363 | 37.9148 | 37.2932 | 37.2932 | 0 | 0 | 0 | 0 | 0 | 0 | 0 | 0 | 0.23933 | 0.28031 | 0.33153 | 0.33153 | 0.33153 | 0.33153 | 0.33153 | 0.33153 | [8 empty] | 42.03% | 42.03% | 4.203% | 33.67% | 48.9% | 48.9% | 4.89% | 43.33% | 25.33% | 25.33% | 2.533% | 18.51% | 42.03% | 42.03% | 4.203% | 33.67% | 48.9% | 48.9% | 4.89% | 43.33% | 25.33% | 25.33% | 2.533% | 18.51% | bar: EFF~2020 to EFF~2100
ELCWNDDCERDWC920 | ELCWND | CELC | 2020 | 30 | 31.536 | 0.05 | 233.3932 | [16 empty] | 6549.0142 | 6421.1426 | 3968.0772 | 3222.0032 | 2629.6923 | 2226.8699 | 1953.2584 | 1953.2584 | 41.2712 | 40.6082 | 39.7794 | 39.1579 | 38.5363 | 37.9148 | 37.2932 | 37.2932 | 0 | 0 | 0 | 0 | 0 | 0 | 0 | 0 | 0.19939 | 0.23759 | 0.28533 | 0.28533 | 0.28533 | 0.28533 | 0.28533 | 0.28533 | [8 empty] | 35.01% | 35.01% | 3.501% | 28.05% | 40.74% | 40.74% | 4.074% | 36.1% | 21.1% | 21.1% | 2.11% | 15.42% | 35.01% | 35.01% | 3.501% | 28.05% | 40.74% | 40.74% | 4.074% | 36.1% | 21.1% | 21.1% | 2.11% | 15.42% | bar: EFF~2020 to EFF~2100
ELCSOLDCERDPV1020 | ELCSOL | RESELC | 2020 | 30 | 31.536 | 0.05 | 700.1796 | [16 empty] | 3232.5546 | 2974.9201 | 2378.9028 | 1782.8855 | 1610.1996 | 1437.5137 | 1264.8278 | 1264.8278 | 34.2934 | 31.7845 | 26.1081 | 20.4318 | 18.7871 | 17.1425 | 15.4979 | 15.4979 | 0 | 0 | 0 | 0 | 0 | 0 | 0 | 0 | 0.11992 | 0.12042 | 0.12106 | 0.1217 | 0.12274 | 0.12379 | 0.12484 | 0.12484 | [8 empty] | 18.77% | 18.77% | 1.877% | 0% | 21.62% | 21.62% | 2.162% | 0% | 18.08% | 18.08% | 1.808% | 0% | 18.77% | 18.77% | 1.877% | 0% | 21.62% | 21.62% | 2.162% | 0% | 18.08% | 18.08% | 1.808% | 0% | bar: EFF~2020 to EFF~2100
ELCSOLDCERDPV120 | ELCSOL | RESELC | 2020 | 30 | 31.536 | 0.05 | 700.1796 | [16 empty] | 3232.5546 | 2974.9201 | 2378.9028 | 1782.8855 | 1610.1996 | 1437.5137 | 1264.8278 | 1264.8278 | 34.2934 | 31.7845 | 26.1081 | 20.4318 | 18.7871 | 17.1425 | 15.4979 | 15.4979 | 0 | 0 | 0 | 0 | 0 | 0 | 0 | 0 | 0.18503 | 0.18582 | 0.1868 | 0.18778 | 0.1894 | 0.19101 | 0.19263 | 0.19263 | [8 empty] | 28.96% | 28.96% | 2.896% | 0% | 33.35% | 33.35% | 3.335% | 0% | 27.9% | 27.9% | 2.79% | 0% | 28.96% | 28.96% | 2.896% | 0% | 33.35% | 33.35% | 3.335% | 0% | 27.9% | 27.9% | 2.79% | 0% | bar: EFF~2020 to EFF~2100
ELCSOLDCERDPV220 | ELCSOL | RESELC | 2020 | 30 | 31.536 | 0.05 | 700.1796 | [16 empty] | 3232.5546 | 2974.9201 | 2378.9028 | 1782.8855 | 1610.1996 | 1437.5137 | 1264.8278 | 1264.8278 | 34.2934 | 31.7845 | 26.1081 | 20.4318 | 18.7871 | 17.1425 | 15.4979 | 15.4979 | 0 | 0 | 0 | 0 | 0 | 0 | 0 | 0 | 0.18217 | 0.18294 | 0.18391 | 0.18488 | 0.18647 | 0.18806 | 0.18965 | 0.18965 | [8 empty] | 28.51% | 28.51% | 2.851% | 0% | 32.84% | 32.84% | 3.284% | 0% | 27.47% | 27.47% | 2.747% | 0% | 28.51% | 28.51% | 2.851% | 0% | 32.84% | 32.84% | 3.284% | 0% | 27.47% | 27.47% | 2.747% | 0% | bar: EFF~2020 to EFF~2100
ELCSOLDCERDPV320 | ELCSOL | RESELC | 2020 | 30 | 31.536 | 0.05 | 700.1796 | [16 empty] | 3232.5546 | 2974.9201 | 2378.9028 | 1782.8855 | 1610.1996 | 1437.5137 | 1264.8278 | 1264.8278 | 34.2934 | 31.7845 | 26.1081 | 20.4318 | 18.7871 | 17.1425 | 15.4979 | 15.4979 | 0 | 0 | 0 | 0 | 0 | 0 | 0 | 0 | 0.16995 | 0.17067 | 0.17157 | 0.17247 | 0.17396 | 0.17544 | 0.17693 | 0.17693 | [8 empty] | 26.6% | 26.6% | 2.66% | 0% | 30.63% | 30.63% | 3.063% | 0% | 25.63% | 25.63% | 2.563% | 0% | 26.6% | 26.6% | 2.66% | 0% | 30.63% | 30.63% | 3.063% | 0% | 25.63% | 25.63% | 2.563% | 0% | bar: EFF~2020 to EFF~2100
ELCSOLDCERDPV420 | ELCSOL | RESELC | 2020 | 30 | 31.536 | 0.05 | 700.1796 | [16 empty] | 3232.5546 | 2974.9201 | 2378.9028 | 1782.8855 | 1610.1996 | 1437.5137 | 1264.8278 | 1264.8278 | 34.2934 | 31.7845 | 26.1081 | 20.4318 | 18.7871 | 17.1425 | 15.4979 | 15.4979 | 0 | 0 | 0 | 0 | 0 | 0 | 0 | 0 | 0.1606 | 0.16128 | 0.16213 | 0.16298 | 0.16438 | 0.16579 | 0.16719 | 0.16719 | [8 empty] | 25.13% | 25.13% | 2.513% | 0% | 28.95% | 28.95% | 2.895% | 0% | 24.22% | 24.22% | 2.422% | 0% | 25.13% | 25.13% | 2.513% | 0% | 28.95% | 28.95% | 2.895% | 0% | 24.22% | 24.22% | 2.422% | 0% | bar: EFF~2020 to EFF~2100
ELCSOLDCERDPV520 | ELCSOL | RESELC | 2020 | 30 | 31.536 | 0.05 | 700.1796 | [16 empty] | 3232.5546 | 2974.9201 | 2378.9028 | 1782.8855 | 1610.1996 | 1437.5137 | 1264.8278 | 1264.8278 | 34.2934 | 31.7845 | 26.1081 | 20.4318 | 18.7871 | 17.1425 | 15.4979 | 15.4979 | 0 | 0 | 0 | 0 | 0 | 0 | 0 | 0 | 0.15211 | 0.15276 | 0.15356 | 0.15437 | 0.1557 | 0.15703 | 0.15836 | 0.15836 | [8 empty] | 23.81% | 23.81% | 2.381% | 0% | 27.42% | 27.42% | 2.742% | 0% | 22.94% | 22.94% | 2.294% | 0% | 23.81% | 23.81% | 2.381% | 0% | 27.42% | 27.42% | 2.742% | 0% | 22.94% | 22.94% | 2.294% | 0% | bar: EFF~2020 to EFF~2100
ELCSOLDCERDPV620 | ELCSOL | RESELC | 2020 | 30 | 31.536 | 0.05 | 700.1796 | [16 empty] | 3232.5546 | 2974.9201 | 2378.9028 | 1782.8855 | 1610.1996 | 1437.5137 | 1264.8278 | 1264.8278 | 34.2934 | 31.7845 | 26.1081 | 20.4318 | 18.7871 | 17.1425 | 15.4979 | 15.4979 | 0 | 0 | 0 | 0 | 0 | 0 | 0 | 0 | 0.15022 | 0.15086 | 0.15166 | 0.15245 | 0.15377 | 0.15508 | 0.15639 | 0.15639 | [8 empty] | 23.51% | 23.51% | 2.351% | 0% | 27.08% | 27.08% | 2.708% | 0% | 22.65% | 22.65% | 2.265% | 0% | 23.51% | 23.51% | 2.351% | 0% | 27.08% | 27.08% | 2.708% | 0% | 22.65% | 22.65% | 2.265% | 0% | bar: EFF~2020 to EFF~2100
ELCSOLDCERDPV720 | ELCSOL | RESELC | 2020 | 30 | 31.536 | 0.05 | 700.1796 | [16 empty] | 3232.5546 | 2974.9201 | 2378.9028 | 1782.8855 | 1610.1996 | 1437.5137 | 1264.8278 | 1264.8278 | 34.2934 | 31.7845 | 26.1081 | 20.4318 | 18.7871 | 17.1425 | 15.4979 | 15.4979 | 0 | 0 | 0 | 0 | 0 | 0 | 0 | 0 | 0.1436 | 0.14421 | 0.14497 | 0.14573 | 0.14699 | 0.14824 | 0.1495 | 0.1495 | [8 empty] | 22.47% | 22.47% | 2.247% | 0% | 25.88% | 25.88% | 2.588% | 0% | 21.65% | 21.65% | 2.165% | 0% | 22.47% | 22.47% | 2.247% | 0% | 25.88% | 25.88% | 2.588% | 0% | 21.65% | 21.65% | 2.165% | 0% | bar: EFF~2020 to EFF~2100
ELCSOLDCERDPV820 | ELCSOL | RESELC | 2020 | 30 | 31.536 | 0.05 | 700.1796 | [16 empty] | 3232.5546 | 2974.9201 | 2378.9028 | 1782.8855 | 1610.1996 | 1437.5137 | 1264.8278 | 1264.8278 | 34.2934 | 31.7845 | 26.1081 | 20.4318 | 18.7871 | 17.1425 | 15.4979 | 15.4979 | 0 | 0 | 0 | 0 | 0 | 0 | 0 | 0 | 0.13679 | 0.13737 | 0.1381 | 0.13883 | 0.14002 | 0.14122 | 0.14241 | 0.14241 | [8 empty] | 21.41% | 21.41% | 2.141% | 0% | 24.66% | 24.66% | 2.466% | 0% | 20.63% | 20.63% | 2.063% | 0% | 21.41% | 21.41% | 2.141% | 0% | 24.66% | 24.66% | 2.466% | 0% | 20.63% | 20.63% | 2.063% | 0% | bar: EFF~2020 to EFF~2100
ELCSOLDCERDPV920 | ELCSOL | RESELC | 2020 | 30 | 31.536 | 0.05 | 700.1796 | [16 empty] | 3232.5546 | 2974.9201 | 2378.9028 | 1782.8855 | 1610.1996 | 1437.5137 | 1264.8278 | 1264.8278 | 34.2934 | 31.7845 | 26.1081 | 20.4318 | 18.7871 | 17.1425 | 15.4979 | 15.4979 | 0 | 0 | 0 | 0 | 0 | 0 | 0 | 0 | 0.13135 | 0.13191 | 0.1326 | 0.1333 | 0.13445 | 0.13559 | 0.13674 | 0.13674 | [8 empty] | 20.56% | 20.56% | 2.056% | 0% | 23.68% | 23.68% | 2.368% | 0% | 19.81% | 19.81% | 1.981% | 0% | 20.56% | 20.56% | 2.056% | 0% | 23.68% | 23.68% | 2.368% | 0% | 19.81% | 19.81% | 1.981% | 0% | bar: EFF~2020 to EFF~2100
ELCSOLDCECPV1020 | ELCSOL | COMELC | 2020 | 30 | 31.536 | 0.05 | 700.1796 | [16 empty] | 1912.2643 | 1887.7034 | 1569.6288 | 1251.5542 | 1147.1546 | 1042.7549 | 938.3553 | 938.3553 | 20.2422 | 19.8919 | 17.1271 | 14.3622 | 13.4547 | 12.5472 | 11.6397 | 11.6397 | 0 | 0 | 0 | 0 | 0 | 0 | 0 | 0 | 0.12097 | 0.12342 | 0.12648 | 0.12954 | 0.13169 | 0.13383 | 0.13598 | 0.13598 | [8 empty] | 18.93% | 18.93% | 1.893% | 0% | 21.81% | 21.81% | 2.181% | 0% | 18.24% | 18.24% | 1.824% | 0% | 18.93% | 18.93% | 1.893% | 0% | 21.81% | 21.81% | 2.181% | 0% | 18.24% | 18.24% | 1.824% | 0% | bar: EFF~2020 to EFF~2100
ELCSOLDCECDPV120 | ELCSOL | COMELC | 2020 | 30 | 31.536 | 0.05 | 700.1796 | [16 empty] | 1912.2643 | 1887.7034 | 1569.6288 | 1251.5542 | 1147.1546 | 1042.7549 | 938.3553 | 938.3553 | 20.2422 | 19.8919 | 17.1271 | 14.3622 | 13.4547 | 12.5472 | 11.6397 | 11.6397 | 0 | 0 | 0 | 0 | 0 | 0 | 0 | 0 | 0.18817 | 0.19198 | 0.19674 | 0.2015 | 0.20484 | 0.20818 | 0.21151 | 0.21151 | [8 empty] | 29.45% | 29.45% | 2.945% | 0% | 33.92% | 33.92% | 3.392% | 0% | 28.38% | 28.38% | 2.838% | 0% | 29.45% | 29.45% | 2.945% | 0% | 33.92% | 33.92% | 3.392% | 0% | 28.38% | 28.38% | 2.838% | 0% | bar: EFF~2020 to EFF~2100
ELCSOLDCECDPV220 | ELCSOL | COMELC | 2020 | 30 | 31.536 | 0.05 | 700.1796 | [16 empty] | 1912.2643 | 1887.7034 | 1569.6288 | 1251.5542 | 1147.1546 | 1042.7549 | 938.3553 | 938.3553 | 20.2422 | 19.8919 | 17.1271 | 14.3622 | 13.4547 | 12.5472 | 11.6397 | 11.6397 | 0 | 0 | 0 | 0 | 0 | 0 | 0 | 0 | 0.18134 | 0.18501 | 0.1896 | 0.19419 | 0.19741 | 0.20063 | 0.20384 | 0.20384 | [8 empty] | 28.38% | 28.38% | 2.838% | 0% | 32.69% | 32.69% | 3.269% | 0% | 27.35% | 27.35% | 2.735% | 0% | 28.38% | 28.38% | 2.838% | 0% | 32.69% | 32.69% | 3.269% | 0% | 27.35% | 27.35% | 2.735% | 0% | bar: EFF~2020 to EFF~2100
ELCSOLDCECDPV320 | ELCSOL | COMELC | 2020 | 30 | 31.536 | 0.05 | 700.1796 | [16 empty] | 1912.2643 | 1887.7034 | 1569.6288 | 1251.5542 | 1147.1546 | 1042.7549 | 938.3553 | 938.3553 | 20.2422 | 19.8919 | 17.1271 | 14.3622 | 13.4547 | 12.5472 | 11.6397 | 11.6397 | 0 | 0 | 0 | 0 | 0 | 0 | 0 | 0 | 0.17166 | 0.17514 | 0.17948 | 0.18383 | 0.18687 | 0.18992 | 0.19296 | 0.19296 | [8 empty] | 26.87% | 26.87% | 2.687% | 0% | 30.94% | 30.94% | 3.094% | 0% | 25.89% | 25.89% | 2.589% | 0% | 26.87% | 26.87% | 2.687% | 0% | 30.94% | 30.94% | 3.094% | 0% | 25.89% | 25.89% | 2.589% | 0% | bar: EFF~2020 to EFF~2100
ELCSOLDCECDPV420 | ELCSOL | COMELC | 2020 | 30 | 31.536 | 0.05 | 700.1796 | [16 empty] | 1912.2643 | 1887.7034 | 1569.6288 | 1251.5542 | 1147.1546 | 1042.7549 | 938.3553 | 938.3553 | 20.2422 | 19.8919 | 17.1271 | 14.3622 | 13.4547 | 12.5472 | 11.6397 | 11.6397 | 0 | 0 | 0 | 0 | 0 | 0 | 0 | 0 | 0.16259 | 0.16588 | 0.17 | 0.17411 | 0.177 | 0.17988 | 0.18276 | 0.18276 | [8 empty] | 25.45% | 25.45% | 2.545% | 0% | 29.31% | 29.31% | 2.931% | 0% | 24.52% | 24.52% | 2.452% | 0% | 25.45% | 25.45% | 2.545% | 0% | 29.31% | 29.31% | 2.931% | 0% | 24.52% | 24.52% | 2.452% | 0% | bar: EFF~2020 to EFF~2100
ELCSOLDCECDPV520 | ELCSOL | COMELC | 2020 | 30 | 31.536 | 0.05 | 700.1796 | [16 empty] | 1912.2643 | 1887.7034 | 1569.6288 | 1251.5542 | 1147.1546 | 1042.7549 | 938.3553 | 938.3553 | 20.2422 | 19.8919 | 17.1271 | 14.3622 | 13.4547 | 12.5472 | 11.6397 | 11.6397 | 0 | 0 | 0 | 0 | 0 | 0 | 0 | 0 | 0.15516 | 0.1583 | 0.16223 | 0.16615 | 0.16891 | 0.17166 | 0.17441 | 0.17441 | [8 empty] | 24.28% | 24.28% | 2.428% | 0% | 27.97% | 27.97% | 2.797% | 0% | 23.4% | 23.4% | 2.34% | 0% | 24.28% | 24.28% | 2.428% | 0% | 27.97% | 27.97% | 2.797% | 0% | 23.4% | 23.4% | 2.34% | 0% | bar: EFF~2020 to EFF~2100
ELCSOLDCECDPV620 | ELCSOL | COMELC | 2020 | 30 | 31.536 | 0.05 | 700.1796 | [16 empty] | 1912.2643 | 1887.7034 | 1569.6288 | 1251.5542 | 1147.1546 | 1042.7549 | 938.3553 | 938.3553 | 20.2422 | 19.8919 | 17.1271 | 14.3622 | 13.4547 | 12.5472 | 11.6397 | 11.6397 | 0 | 0 | 0 | 0 | 0 | 0 | 0 | 0 | 0.1531 | 0.1562 | 0.16008 | 0.16395 | 0.16667 | 0.16938 | 0.1721 | 0.1721 | [8 empty] | 23.96% | 23.96% | 2.396% | 0% | 27.6% | 27.6% | 2.76% | 0% | 23.09% | 23.09% | 2.309% | 0% | 23.96% | 23.96% | 2.396% | 0% | 27.6% | 27.6% | 2.76% | 0% | 23.09% | 23.09% | 2.309% | 0% | bar: EFF~2020 to EFF~2100
ELCSOLDCECDPV720 | ELCSOL | COMELC | 2020 | 30 | 31.536 | 0.05 | 700.1796 | [16 empty] | 1912.2643 | 1887.7034 | 1569.6288 | 1251.5542 | 1147.1546 | 1042.7549 | 938.3553 | 938.3553 | 20.2422 | 19.8919 | 17.1271 | 14.3622 | 13.4547 | 12.5472 | 11.6397 | 11.6397 | 0 | 0 | 0 | 0 | 0 | 0 | 0 | 0 | 0.14587 | 0.14883 | 0.15252 | 0.15621 | 0.1588 | 0.16139 | 0.16397 | 0.16397 | [8 empty] | 22.83% | 22.83% | 2.283% | 0% | 26.29% | 26.29% | 2.629% | 0% | 22% | 22% | 2.2% | 0% | 22.83% | 22.83% | 2.283% | 0% | 26.29% | 26.29% | 2.629% | 0% | 22% | 22% | 2.2% | 0% | bar: EFF~2020 to EFF~2100
ELCSOLDCECDPV820 | ELCSOL | COMELC | 2020 | 30 | 31.536 | 0.05 | 700.1796 | [16 empty] | 1912.2643 | 1887.7034 | 1569.6288 | 1251.5542 | 1147.1546 | 1042.7549 | 938.3553 | 938.3553 | 20.2422 | 19.8919 | 17.1271 | 14.3622 | 13.4547 | 12.5472 | 11.6397 | 11.6397 | 0 | 0 | 0 | 0 | 0 | 0 | 0 | 0 | 0.13854 | 0.14135 | 0.14485 | 0.14836 | 0.15082 | 0.15327 | 0.15573 | 0.15573 | [8 empty] | 21.68% | 21.68% | 2.168% | 0% | 24.97% | 24.97% | 2.497% | 0% | 20.89% | 20.89% | 2.089% | 0% | 21.68% | 21.68% | 2.168% | 0% | 24.97% | 24.97% | 2.497% | 0% | 20.89% | 20.89% | 2.089% | 0% | bar: EFF~2020 to EFF~2100
ELCSOLDCECDPV920 | ELCSOL | COMELC | 2020 | 30 | 31.536 | 0.05 | 700.1796 | [16 empty] | 1912.2643 | 1887.7034 | 1569.6288 | 1251.5542 | 1147.1546 | 1042.7549 | 938.3553 | 938.3553 | 20.2422 | 19.8919 | 17.1271 | 14.3622 | 13.4547 | 12.5472 | 11.6397 | 11.6397 | 0 | 0 | 0 | 0 | 0 | 0 | 0 | 0 | 0.13298 | 0.13568 | 0.13904 | 0.14241 | 0.14477 | 0.14713 | 0.14948 | 0.14948 | [8 empty] | 20.81% | 20.81% | 2.081% | 0% | 23.97% | 23.97% | 2.397% | 0% | 20.05% | 20.05% | 2.005% | 0% | 20.81% | 20.81% | 2.081% | 0% | 23.97% | 23.97% | 2.397% | 0% | 20.05% | 20.05% | 2.005% | 0% | bar: EFF~2020 to EFF~2100
ELCSTGDCERBES2.5H20 | RESELC | RESELC | 2020 | 15 | 31.536 | 0.3 | [9 empty] | 0.8 | 0.8 | 0.8 | 0.8 | 0.8 | 0.8 | 0.8 | 0.8 | 4162.5408 | 3570.6787 | 3116.0249 | 2921.2733 | 2726.5218 | 2531.7702 | 2337.0187 | 2337.0187 | 104.0635 | 89.267 | 77.9006 | 73.0318 | 68.163 | 63.2943 | 58.4255 | 58.4255 | 0 | 0 | 0 | 0 | 0 | 0 | 0 | 0 | [8 empty] | 0.10417 | 0.10417 | 0.10417 | 0.10417 | 0.10417 | 0.10417 | 0.10417 | 0.10417 | [24 empty] | 0.8563% | 0.9969% | 1.596% | 0.03333% | 0.849% | 1.132% | 1.439% | 0.03333% | 1.016% | 1.132% | 1.305% | 0.02813% | 0.8563% | 0.9969% | 1.596% | 0.03333% | 0.849% | 1.132% | 1.439% | 0.03333% | 1.016% | 1.132% | 1.305% | 0.02813%
ELCSTGDCERBES4H20 | RESELC | RESELC | 2020 | 15 | 31.536 | 0.3 | [9 empty] | 0.8 | 0.8 | 0.8 | 0.8 | 0.8 | 0.8 | 0.8 | 0.8 | 5380.281 | 4339.0575 | 3736.158 | 3502.6481 | 3269.1382 | 3035.6284 | 2802.1185 | 2802.1185 | 134.507 | 108.4764 | 93.4039 | 87.5662 | 81.7285 | 75.8907 | 70.053 | 70.053 | 0 | 0 | 0 | 0 | 0 | 0 | 0 | 0 | [8 empty] | 0.16667 | 0.16667 | 0.16667 | 0.16667 | 0.16667 | 0.16667 | 0.16667 | 0.16667 | [24 empty] | 1.37% | 1.595% | 2.553% | 0.05333% | 1.358% | 1.812% | 2.302% | 0.05333% | 1.625% | 1.812% | 2.088% | 0.045% | 1.37% | 1.595% | 2.553% | 0.05333% | 1.358% | 1.812% | 2.302% | 0.05333% | 1.625% | 1.812% | 2.088% | 0.045%
ELCSTGDCECBES1H20 | COMELC | COMELC | 2020 | 15 | 31.536 | 0.3 | [9 empty] | 0.8 | 0.8 | 0.8 | 0.8 | 0.8 | 0.8 | 0.8 | 0.8 | 1385.4371 | 1492.1377 | 1275.5618 | 1195.8392 | 1116.1166 | 1036.394 | 956.6714 | 956.6714 | 34.6359 | 37.3034 | 31.889 | 29.896 | 27.9029 | 25.9098 | 23.9168 | 23.9168 | 0 | 0 | 0 | 0 | 0 | 0 | 0 | 0 | [8 empty] | 0.041667 | 0.041667 | 0.041667 | 0.041667 | 0.041667 | 0.041667 | 0.041667 | 0.041667 | [24 empty] | 0.3425% | 0.3987% | 0.6383% | 0.01333% | 0.3396% | 0.4529% | 0.5754% | 0.01333% | 0.4062% | 0.4529% | 0.5221% | 0.01125% | 0.3425% | 0.3987% | 0.6383% | 0.01333% | 0.3396% | 0.4529% | 0.5754% | 0.01333% | 0.4062% | 0.4529% | 0.5221% | 0.01125%
ELCSTGDCECBES2H20 | COMELC | COMELC | 2020 | 15 | 31.536 | 0.3 | [9 empty] | 0.8 | 0.8 | 0.8 | 0.8 | 0.8 | 0.8 | 0.8 | 0.8 | 1650.7408 | 1728.1483 | 1457.1876 | 1366.1134 | 1275.0391 | 1183.9649 | 1092.8907 | 1092.8907 | 41.2685 | 43.2037 | 36.4297 | 34.1528 | 31.876 | 29.5991 | 27.3223 | 27.3223 | 0 | 0 | 0 | 0 | 0 | 0 | 0 | 0 | [8 empty] | 0.083333 | 0.083333 | 0.083333 | 0.083333 | 0.083333 | 0.083333 | 0.083333 | 0.083333 | [24 empty] | 0.685% | 0.7975% | 1.277% | 0.02667% | 0.6792% | 0.9058% | 1.151% | 0.02667% | 0.8125% | 0.9058% | 1.044% | 0.0225% | 0.685% | 0.7975% | 1.277% | 0.02667% | 0.6792% | 0.9058% | 1.151% | 0.02667% | 0.8125% | 0.9058% | 1.044% | 0.0225%
ELCSTGDCECBES4H20 | COMELC | COMELC | 2020 | 15 | 31.536 | 0.3 | [9 empty] | 0.8 | 0.8 | 0.8 | 0.8 | 0.8 | 0.8 | 0.8 | 0.8 | 2181.3481 | 2200.1696 | 1820.4391 | 1706.6617 | 1592.8842 | 1479.1068 | 1365.3293 | 1365.3293 | 54.5337 | 55.0042 | 45.511 | 42.6665 | 39.8221 | 36.9777 | 34.1332 | 34.1332 | 0 | 0 | 0 | 0 | 0 | 0 | 0 | 0 | [8 empty] | 0.16667 | 0.16667 | 0.16667 | 0.16667 | 0.16667 | 0.16667 | 0.16667 | 0.16667 | [24 empty] | 1.37% | 1.595% | 2.553% | 0.05333% | 1.358% | 1.812% | 2.302% | 0.05333% | 1.625% | 1.812% | 2.088% | 0.045% | 1.37% | 1.595% | 2.553% | 0.05333% | 1.358% | 1.812% | 2.302% | 0.05333% | 1.625% | 1.812% | 2.088% | 0.045%
ELCSTGDCECBES6H20 | COMELC | COMELC | 2020 | 15 | 31.536 | 0.3 | [9 empty] | 0.8 | 0.8 | 0.8 | 0.8 | 0.8 | 0.8 | 0.8 | 0.8 | 2711.9555 | 2672.1909 | 2183.6906 | 2047.2099 | 1910.7293 | 1774.2486 | 1637.768 | 1637.768 | 67.7989 | 66.8048 | 54.5923 | 51.1802 | 47.7682 | 44.3562 | 40.9442 | 40.9442 | 0 | 0 | 0 | 0 | 0 | 0 | 0 | 0 | [8 empty] | 0.25 | 0.25 | 0.25 | 0.25 | 0.25 | 0.25 | 0.25 | 0.25 | [24 empty] | 2.055% | 2.392% | 3.83% | 0.08% | 2.038% | 2.718% | 3.453% | 0.08% | 2.438% | 2.718% | 3.132% | 0.0675% | 2.055% | 2.392% | 3.83% | 0.08% | 2.038% | 2.718% | 3.453% | 0.08% | 2.438% | 2.718% | 3.132% | 0.0675%
ELCSTGDCECBES8H20 | COMELC | COMELC | 2020 | 15 | 31.536 | 0.3 | [9 empty] | 0.8 | 0.8 | 0.8 | 0.8 | 0.8 | 0.8 | 0.8 | 0.8 | 3242.5629 | 3144.2122 | 2546.9421 | 2387.7582 | 2228.5743 | 2069.3905 | 1910.2066 | 1910.2066 | 81.0641 | 78.6053 | 63.6736 | 59.694 | 55.7144 | 51.7348 | 47.7552 | 47.7552 | 0 | 0 | 0 | 0 | 0 | 0 | 0 | 0 | [8 empty] | 0.33333 | 0.33333 | 0.33333 | 0.33333 | 0.33333 | 0.33333 | 0.33333 | 0.33333 | [24 empty] | 2.74% | 3.19% | 5.107% | 0.1067% | 2.717% | 3.623% | 4.603% | 0.1067% | 3.25% | 3.623% | 4.177% | 0.09% | 2.74% | 3.19% | 5.107% | 0.1067% | 2.717% | 3.623% | 4.603% | 0.1067% | 3.25% | 3.623% | 4.177% | 0.09%

## List
Fuel | Description
LPG | LPG
FOI | Fuel oil
KER | Kerosene
NGA | Natural gas
RNG | RNG
ELC | Electricity
H2G | Hydrogen
DSL | Diesel
GSL | Gasoline
PCK | Petcoke
COA | Coal
ETH | Ethanol
AGA | Aviation gasoline
ATF | Aviation turbo-fuel
SAF | Sustainable aviation fuel
RDS | Renewable diesel
BDS | Bio diesel
CNG | CNG
URN | Uranium
SOL | Solar
WND | Wind
BIO | Biomass
OTB | Other bioenergy
WAS | Waste
HET | Waste heat
STM | Steam
GEO | Geothermal
HYD | Hydro
CELC | Centralized Electricity
CH2G | Centralized Hydrogen
STG | Storage